{"text_format":"1","workbook":"xlsx","n_sheets":1,"sheets":["cennik ważny od 19.02.2024"],"not_rendered":{"charts":0,"images":0,"macros":1,"external_links":0,"defined_names":1,"comments":0,"pivot_tables":0},"unopened":[],"bounds":{"document_bytes":16777216,"sheet_cells":100000,"rows_first":2000,"rows_last":500,"rows_between":2000,"halvings":0,"cell_chars":16384,"cell_head_chars":4096},"cells_cut":0,"cells_raw":0,"read":"whole","date_system":"1900"}

{"sheet":"cennik ważny od 19.02.2024","index":0,"n_rows":4126,"n_cols":47,"rows_kept":1125,"cut":true,"hidden":false,"merged":[],"bounds":{"rows_first":500,"rows_last":125,"rows_between":500,"halvings":2}}
["Lp","Symbol","Nazwa ","Cena netto za jedn. handlową","Ilość ","Jednostka handlowa","Waluta","Podatek VAT","Kgo","Ilosc w opakowaniu niepodzielnym","Grupa bonusowa","Grupa rabatowa","Symbol poprzednika","EDI","Kod EAN","Kod EAN opakowanie zbiorcze","Kod EAN poprzednika","Nazwa skrócona","ID Kategoria","Towar prywatny","Uwagi do ceny","Uwagi do jm","Ilość w opakowaniu zbiorczym","Min. ilość do zamówienia","Nazwa pliku ze zdjęciem","Nazwa pliku z rys. tech.","Data ważności","Opis techniczny","Uwagi","Dostepnosc","Czas realizacji w dniach","Słowa kluczowe","Klucz do symbolu","Kolor","Waga netto kg","Waga brutto kg","Długość {m}","Szerokość {m}","Wysokość {m}","Wiarygodność ceny","Cena w ProLogu z dnia","Nowy cennik obowiązuje u producenta od dnia","Deklaracje zgodności","Schemat ","zdjęcie produktu","pkwiu","CN 2020"]
[1,"GP-1A/00            ","Gniazdo pojedyncze ",11.42,1,"szt","PLN","23%","",10,null,null,null,null,"5907577410810",null,null,"AKCENT",null,null,"",null,10,null,"https://www.ospel.pl/sites/all/pliki/import/image/podtynk/akcent/bialy/gp-1a_00.jpg","https://www.ospel.pl/sites/all/pliki/import/image/rysunki/akcent/gniazda_pojedyncze_ip20_bk.jpg",null,"16A/250~, IP-20, zaciski gwintowe","","",null,null,null,"BIAŁY",null,"0,0595 kg","82 mm","82 mm","31 mm",null,null,"2024-02-19",null,"","https://www.ospel.pl/sites/all/pliki/import/image/podtynk/akcent/bialy/gp-1a_00.jpg","27.33.13.0","8536 69 90"]
[2,"GP-1A/01            ","Gniazdo pojedyncze ",11.42,1,"szt","PLN","23%","",10,null,null,null,null,"5907577413446",null,null,"AKCENT",null,null,"",null,10,null,"https://www.ospel.pl/sites/all/pliki/import/image/podtynk/akcent/bezowy/gp-1a_01.jpg","",null,"16A/250~, IP-20, zaciski gwintowe","","",null,null,null,"BEŻOWY",null,"0,0595 kg","82 mm","82 mm","31 mm",null,null,"2024-02-19",null,"","https://www.ospel.pl/sites/all/pliki/import/image/podtynk/akcent/bezowy/gp-1a_01.jpg","27.33.13.0","8536 69 90"]
[3,"GP-1A/24            ","Gniazdo pojedyncze ",11.42,1,"szt","PLN","23%","",10,null,null,null,null,"5907577413804",null,null,"AKCENT",null,null,"",null,10,null,"https://www.ospel.pl/sites/all/pliki/import/image/podtynk/akcent/brazowy/gp-1a_24.jpg","https://www.ospel.pl/sites/all/pliki/import/image/rysunki/akcent/gniazda_pojedyncze_ip20_bk.jpg",null,"16A/250~, IP-20, zaciski gwintowe","","",null,null,null,"BRĄZOWY",null,"0,0595 kg","82 mm","82 mm","31 mm",null,null,"2024-02-19",null,"","https://www.ospel.pl/sites/all/pliki/import/image/podtynk/akcent/brazowy/gp-1a_24.jpg","27.33.13.0","8536 69 90"]
[4,"GP-1AP/00           ","Gniazdo pojedyncze z przesłonami torów prądowych",13.75,1,"szt","PLN","23%","",10,null,null,null,null,"5907577430443",null,null,"AKCENT",null,null,"",null,10,null,"https://www.ospel.pl/sites/all/pliki/import/image/podtynk/akcent/bialy/gp-1a_00.jpg","https://www.ospel.pl/sites/all/pliki/import/image/rysunki/akcent/gniazda_pojedyncze_ip20_bk.jpg",null,"16A/250~, IP-20, zaciski gwintowe","","",null,null,null,"BIAŁY",null,"0,06 kg","82 mm","82 mm","31 mm",null,null,"2024-02-19",null,"","https://www.ospel.pl/sites/all/pliki/import/image/podtynk/akcent/bialy/gp-1a_00.jpg","27.33.13.0","8536 69 90"]
[5,"GP-1AP/01           ","Gniazdo pojedyncze z przesłonami torów prądowych",13.75,1,"szt","PLN","23%","",10,null,null,null,null,"5907577430450",null,null,"AKCENT",null,null,"",null,10,null,"https://www.ospel.pl/sites/all/pliki/import/image/podtynk/akcent/bezowy/gp-1a_01.jpg","https://www.ospel.pl/sites/all/pliki/import/image/rysunki/akcent/gniazda_pojedyncze_ip20_bk.jpg",null,"16A/250~, IP-20, zaciski gwintowe","","",null,null,null,"BEŻOWY",null,"0,06 kg","82 mm","82 mm","31 mm",null,null,"2024-02-19",null,"","https://www.ospel.pl/sites/all/pliki/import/image/podtynk/akcent/bezowy/gp-1a_01.jpg","27.33.13.0","8536 69 90"]
[6,"GP-1AP/24           ","Gniazdo pojedyncze z przesłonami torów prądowych",13.75,1,"szt","PLN","23%","",10,null,null,null,null,"5907577430467",null,null,"AKCENT",null,null,"",null,10,null,"https://www.ospel.pl/sites/all/pliki/import/image/podtynk/akcent/brazowy/gp-1a_24.jpg","https://www.ospel.pl/sites/all/pliki/import/image/rysunki/akcent/gniazda_pojedyncze_ip20_bk.jpg",null,"16A/250~, IP-20, zaciski gwintowe","","",null,null,null,"BRĄZOWY",null,"0,06 kg","82 mm","82 mm","31 mm",null,null,"2024-02-19",null,"","https://www.ospel.pl/sites/all/pliki/import/image/podtynk/akcent/brazowy/gp-1a_24.jpg","27.33.13.0","8536 69 90"]
[7,"GP-1AS/00           ","Gniazdo pojedyncze z uziemieniem schuko ",15.59,1,"szt","PLN","23%","",10,null,null,null,null,"5907577419622",null,null,"AKCENT",null,null,"",null,10,null,"https://www.ospel.pl/sites/all/pliki/import/image/podtynk/akcent/bialy/gp-1as_00.jpg","https://www.ospel.pl/sites/all/pliki/import/image/rysunki/akcent/gniazda_pojedyncze_schucko.jpg",null,"16A/250~, IP-20, zaciski gwintowe","","",null,null,null,"BIAŁY",null,"0,0595 kg","82 mm","82 mm","30 mm",null,null,"2024-02-19",null,"","https://www.ospel.pl/sites/all/pliki/import/image/podtynk/akcent/bialy/gp-1as_00.jpg","27.33.13.0","8536 69 90"]
[8,"GP-1AS/01           ","Gniazdo pojedyncze z uziemieniem schuko ",15.59,1,"szt","PLN","23%","",10,null,null,null,null,"5907577419646",null,null,"AKCENT",null,null,"",null,10,null,"https://www.ospel.pl/sites/all/pliki/import/image/podtynk/akcent/bezowy/gp-1as_01.jpg","https://www.ospel.pl/sites/all/pliki/import/image/rysunki/akcent/gniazda_pojedyncze_schucko.jpg",null,"16A/250~, IP-20, zaciski gwintowe","","",null,null,null,"BEŻOWY",null,"0,0595 kg","82 mm","82 mm","30 mm",null,null,"2024-02-19",null,"","https://www.ospel.pl/sites/all/pliki/import/image/podtynk/akcent/bezowy/gp-1as_01.jpg","27.33.13.0","8536 69 90"]
[9,"GP-1AS/24           ","Gniazdo pojedyncze z uziemieniem schuko ",15.59,1,"szt","PLN","23%","",10,null,null,null,null,"5907577419660",null,null,"AKCENT",null,null,"",null,10,null,"https://www.ospel.pl/sites/all/pliki/import/image/podtynk/akcent/brazowy/gp-1as_24.jpg","https://www.ospel.pl/sites/all/pliki/import/image/rysunki/akcent/gniazda_pojedyncze_schucko.jpg",null,"16A/250~, IP-20, zaciski gwintowe","","",null,null,null,"BRĄZOWY",null,"0,0595 kg","82 mm","82 mm","30 mm",null,null,"2024-02-19",null,"","https://www.ospel.pl/sites/all/pliki/import/image/podtynk/akcent/brazowy/gp-1as_24.jpg","27.33.13.0","8536 69 90"]
[10,"GP-1ASP/00          ","Gniazdo pojedyncze z uziemieniem schuko z przesłonami torów prądowych",16.32,1,"szt","PLN","23%","",10,null,null,null,null,"5907577424718",null,null,"AKCENT",null,null,"",null,10,null,"https://www.ospel.pl/sites/all/pliki/import/image/podtynk/akcent/bialy/gp-1asp_00.jpg","https://www.ospel.pl/sites/all/pliki/import/image/rysunki/akcent/gniazda_pojedyncze_schucko.jpg",null,"16A/250~, IP-20, zaciski gwintowe","","",null,null,null,"BIAŁY",null,"0,0605 kg","82 mm","82 mm","30 mm",null,null,"2024-02-19",null,"","https://www.ospel.pl/sites/all/pliki/import/image/podtynk/akcent/bialy/gp-1asp_00.jpg","27.33.13.0","8536 69 90"]
[11,"GP-1ASP/01          ","Gniazdo pojedyncze z uziemieniem schuko z przesłonami torów prądowych",16.32,1,"szt","PLN","23%","",10,null,null,null,null,"5907577433826",null,null,"AKCENT",null,null,"",null,10,null,"https://www.ospel.pl/sites/all/pliki/import/image/podtynk/akcent/bezowy/gp-1asp_01.jpg","https://www.ospel.pl/sites/all/pliki/import/image/rysunki/akcent/gniazda_pojedyncze_schucko.jpg",null,"16A/250~, IP-20, zaciski gwintowe","","",null,null,null,"BEŻOWY",null,"0,0605 kg","82 mm","82 mm","30 mm",null,null,"2024-02-19",null,"","https://www.ospel.pl/sites/all/pliki/import/image/podtynk/akcent/bezowy/gp-1asp_01.jpg","27.33.13.0","8536 69 90"]
[12,"GP-1ASP/24          ","Gniazdo pojedyncze z uziemieniem schuko z przesłonami torów prądowych",16.32,1,"szt","PLN","23%","",10,null,null,null,null,"5907577433833",null,null,"AKCENT",null,null,"",null,10,null,"https://www.ospel.pl/sites/all/pliki/import/image/podtynk/akcent/brazowy/gp-1asp_24.jpg","https://www.ospel.pl/sites/all/pliki/import/image/rysunki/akcent/gniazda_pojedyncze_schucko.jpg",null,"16A/250~, IP-20, zaciski gwintowe","","",null,null,null,"BRĄZOWY",null,"0,0605 kg","82 mm","82 mm","30 mm",null,null,"2024-02-19",null,"","https://www.ospel.pl/sites/all/pliki/import/image/podtynk/akcent/brazowy/gp-1asp_24.jpg","27.33.13.0","8536 69 90"]
[13,"GP-1AZ/00           ","Gniazdo pojedyncze z uziemieniem ",11.91,1,"szt","PLN","23%","",10,null,null,null,null,"5907577410827",null,null,"AKCENT",null,null,"",null,10,null,"https://www.ospel.pl/sites/all/pliki/import/image/podtynk/akcent/bialy/gp-1az_00.jpg","https://www.ospel.pl/sites/all/pliki/import/image/rysunki/akcent/gniazda_pojedyncze_ip20.jpg",null,"16A/250~, IP-20, zaciski gwintowe","","",null,null,null,"BIAŁY",null,"0,0635 kg","82 mm","82 mm","31 mm",null,null,"2024-02-19",null,"","https://www.ospel.pl/sites/all/pliki/import/image/podtynk/akcent/bialy/gp-1az_00.jpg","27.33.13.0","8536 69 90"]
[14,"GP-1AZ/01           ","Gniazdo pojedyncze z uziemieniem ",11.91,1,"szt","PLN","23%","",10,null,null,null,null,"5907577413453",null,null,"AKCENT",null,null,"",null,10,null,"https://www.ospel.pl/sites/all/pliki/import/image/podtynk/akcent/bezowy/gp-1az_01.jpg","https://www.ospel.pl/sites/all/pliki/import/image/rysunki/akcent/gniazda_pojedyncze_ip20.jpg",null,"16A/250~, IP-20, zaciski gwintowe","","",null,null,null,"BEŻOWY",null,"0,0635 kg","82 mm","82 mm","31 mm",null,null,"2024-02-19",null,"","https://www.ospel.pl/sites/all/pliki/import/image/podtynk/akcent/bezowy/gp-1az_01.jpg","27.33.13.0","8536 69 90"]
[15,"GP-1AZ/24           ","Gniazdo pojedyncze z uziemieniem ",11.91,1,"szt","PLN","23%","",10,null,null,null,null,"5907577413811",null,null,"AKCENT",null,null,"",null,10,null,"https://www.ospel.pl/sites/all/pliki/import/image/podtynk/akcent/brazowy/gp-1az_24.jpg","https://www.ospel.pl/sites/all/pliki/import/image/rysunki/akcent/gniazda_pojedyncze_ip20.jpg",null,"16A/250~, IP-20, zaciski gwintowe","","",null,null,null,"BRĄZOWY",null,"0,0635 kg","82 mm","82 mm","31 mm",null,null,"2024-02-19",null,"","https://www.ospel.pl/sites/all/pliki/import/image/podtynk/akcent/brazowy/gp-1az_24.jpg","27.33.13.0","8536 69 90"]
[16,"GP-1AZP/00          ","Gniazdo pojedyncze z uziemieniem z przesłonami torów prądowych",15.45,1,"szt","PLN","23%","",10,null,null,null,null,"5907577430481",null,null,"AKCENT",null,null,"",null,10,null,"https://www.ospel.pl/sites/all/pliki/import/image/podtynk/akcent/bialy/gp-1az_00.jpg","https://www.ospel.pl/sites/all/pliki/import/image/rysunki/akcent/gniazda_pojedyncze_ip20.jpg",null,"16A/250~, IP-20, zaciski gwintowe","","",null,null,null,"BIAŁY",null,"0,065 kg","82 mm","82 mm","31 mm",null,null,"2024-02-19",null,"","https://www.ospel.pl/sites/all/pliki/import/image/podtynk/akcent/bialy/gp-1az_00.jpg","27.33.13.0","8536 69 90"]
[17,"GP-1AZP/01          ","Gniazdo pojedyncze z uziemieniem z przesłonami torów prądowych",15.45,1,"szt","PLN","23%","",10,null,null,null,null,"5907577430498",null,null,"AKCENT",null,null,"",null,10,null,"https://www.ospel.pl/sites/all/pliki/import/image/podtynk/akcent/bezowy/gp-1az_01.jpg","https://www.ospel.pl/sites/all/pliki/import/image/rysunki/akcent/gniazda_pojedyncze_ip20.jpg",null,"16A/250~, IP-20, zaciski gwintowe","","",null,null,null,"BEŻOWY",null,"0,065 kg","82 mm","82 mm","31 mm",null,null,"2024-02-19",null,"","https://www.ospel.pl/sites/all/pliki/import/image/podtynk/akcent/bezowy/gp-1az_01.jpg","27.33.13.0","8536 69 90"]
[18,"GP-1AZP/24          ","Gniazdo pojedyncze z uziemieniem z przesłonami torów prądowych",15.45,1,"szt","PLN","23%","",10,null,null,null,null,"5907577430504",null,null,"AKCENT",null,null,"",null,10,null,"https://www.ospel.pl/sites/all/pliki/import/image/podtynk/akcent/brazowy/gp-1az_24.jpg","https://www.ospel.pl/sites/all/pliki/import/image/rysunki/akcent/gniazda_pojedyncze_ip20.jpg",null,"16A/250~, IP-20, zaciski gwintowe","","",null,null,null,"BRĄZOWY",null,"0,065 kg","82 mm","82 mm","31 mm",null,null,"2024-02-19",null,"","https://www.ospel.pl/sites/all/pliki/import/image/podtynk/akcent/brazowy/gp-1az_24.jpg","27.33.13.0","8536 69 90"]
[19,"GP-2A/00            ","Gniazdo podwójne ",13.86,1,"szt","PLN","23%","",10,null,null,null,null,"5907577410834",null,null,"AKCENT",null,null,"",null,10,null,"https://www.ospel.pl/sites/all/pliki/import/image/podtynk/akcent/bialy/gp-2a_00.jpg","https://www.ospel.pl/sites/all/pliki/import/image/rysunki/akcent/gniazda_podwojne_bk.jpg",null,"16A/250~, IP-20, zaciski gwintowe","","",null,null,null,"BIAŁY",null,"0,062 kg","82 mm","82 mm","28 mm",null,null,"2024-02-19",null,"","https://www.ospel.pl/sites/all/pliki/import/image/podtynk/akcent/bialy/gp-2a_00.jpg","27.33.13.0","8536 69 90"]
[20,"GP-2A/01            ","Gniazdo podwójne ",13.86,1,"szt","PLN","23%","",10,null,null,null,null,"5907577413460",null,null,"AKCENT",null,null,"",null,10,null,"https://www.ospel.pl/sites/all/pliki/import/image/podtynk/akcent/bezowy/gp-2a_01.jpg","https://www.ospel.pl/sites/all/pliki/import/image/rysunki/akcent/gniazda_podwojne_bk.jpg",null,"16A/250~, IP-20, zaciski gwintowe","","",null,null,null,"BEŻOWY",null,"0,062 kg","82 mm","82 mm","28 mm",null,null,"2024-02-19",null,"","https://www.ospel.pl/sites/all/pliki/import/image/podtynk/akcent/bezowy/gp-2a_01.jpg","27.33.13.0","8536 69 90"]
[21,"GP-2A/24            ","Gniazdo podwójne ",13.86,1,"szt","PLN","23%","",10,null,null,null,null,"5907577413828",null,null,"AKCENT",null,null,"",null,10,null,"https://www.ospel.pl/sites/all/pliki/import/image/podtynk/akcent/brazowy/gp-2a_24.jpg","https://www.ospel.pl/sites/all/pliki/import/image/rysunki/akcent/gniazda_podwojne_bk.jpg",null,"16A/250~, IP-20, zaciski gwintowe","","",null,null,null,"BRĄZOWY",null,"0,062 kg","82 mm","82 mm","28 mm",null,null,"2024-02-19",null,"","https://www.ospel.pl/sites/all/pliki/import/image/podtynk/akcent/brazowy/gp-2a_24.jpg","27.33.13.0","8536 69 90"]
[22,"GP-2AC/00           ","Gniazdo podwójne z uziemieniem z funkcją niezamienności faz",17.07,1,"szt","PLN","23%","",10,null,null,null,null,"5907577426309",null,null,"AKCENT",null,null,"",null,10,null,"https://www.ospel.pl/sites/all/pliki/import/image/podtynk/akcent/bialy/gp-2ac_00.jpg","https://www.ospel.pl/sites/all/pliki/import/image/rysunki/akcent/gniazda_podwojne_nf.jpg",null,"16A/250~, IP-20, zaciski gwintowe","","",null,null,null,"BIAŁY",null,"0,08 kg","87 mm","82 mm","23 mm",null,null,"2024-02-19",null,"","https://www.ospel.pl/sites/all/pliki/import/image/podtynk/akcent/bialy/gp-2ac_00.jpg","27.33.13.0","8536 69 90"]
[23,"GP-2AC/01           ","Gniazdo podwójne z uziemieniem z funkcją niezamienności faz",17.07,1,"szt","PLN","23%","",10,null,null,null,null,"5907577426323",null,null,"AKCENT",null,null,"",null,10,null,"https://www.ospel.pl/sites/all/pliki/import/image/podtynk/akcent/bezowy/gp-2ac_01.jpg","https://www.ospel.pl/sites/all/pliki/import/image/rysunki/akcent/gniazda_podwojne_nf.jpg",null,"16A/250~, IP-20, zaciski gwintowe","","",null,null,null,"BEŻOWY",null,"0,08 kg","87 mm","82 mm","23 mm",null,null,"2024-02-19",null,"","https://www.ospel.pl/sites/all/pliki/import/image/podtynk/akcent/bezowy/gp-2ac_01.jpg","27.33.13.0","8536 69 90"]
[24,"GP-2AC/24           ","Gniazdo podwójne z uziemieniem z funkcją niezamienności faz",17.07,1,"szt","PLN","23%","",10,null,null,null,null,"5907577426316",null,null,"AKCENT",null,null,"",null,10,null,"https://www.ospel.pl/sites/all/pliki/import/image/podtynk/akcent/brazowy/gp-2ac_24.jpg","https://www.ospel.pl/sites/all/pliki/import/image/rysunki/akcent/gniazda_podwojne_nf.jpg",null,"16A/250~, IP-20, zaciski gwintowe","","",null,null,null,"BRĄZOWY",null,"0,08 kg","87 mm","82 mm","23 mm",null,null,"2024-02-19",null,"","https://www.ospel.pl/sites/all/pliki/import/image/podtynk/akcent/brazowy/gp-2ac_24.jpg","27.33.13.0","8536 69 90"]
[25,"GP-2AS/00           ","Gniazdo podwójne z uziemieniem schuko ",19.63,1,"szt","PLN","23%","",10,null,null,null,null,"5907577420246",null,null,"AKCENT",null,null,"",null,10,null,"https://www.ospel.pl/sites/all/pliki/import/image/podtynk/akcent/bialy/gp-2as_00.jpg","https://www.ospel.pl/sites/all/pliki/import/image/rysunki/akcent/gniazda_podwojne_schucko.jpg",null,"16A/250~, IP-20, zaciski gwintowe","","",null,null,null,"BIAŁY",null,"0,083 kg","87 mm","82 mm","22 mm",null,null,"2024-02-19",null,"","https://www.ospel.pl/sites/all/pliki/import/image/podtynk/akcent/bialy/gp-2as_00.jpg","27.33.13.0","8536 69 90"]
[26,"GP-2AS/01           ","Gniazdo podwójne z uziemieniem schuko ",19.63,1,"szt","PLN","23%","",10,null,null,null,null,"5907577422455",null,null,"AKCENT",null,null,"",null,10,null,"https://www.ospel.pl/sites/all/pliki/import/image/podtynk/akcent/bezowy/gp-2as_01.jpg","https://www.ospel.pl/sites/all/pliki/import/image/rysunki/akcent/gniazda_podwojne_schucko.jpg",null,"16A/250~, IP-20, zaciski gwintowe","","",null,null,null,"BEŻOWY",null,"0,083 kg","87 mm","82 mm","22 mm",null,null,"2024-02-19",null,"","https://www.ospel.pl/sites/all/pliki/import/image/podtynk/akcent/bezowy/gp-2as_01.jpg","27.33.13.0","8536 69 90"]
[27,"GP-2AS/24           ","Gniazdo podwójne z uziemieniem schuko ",19.63,1,"szt","PLN","23%","",10,null,null,null,null,"5907577422479",null,null,"AKCENT",null,null,"",null,10,null,"https://www.ospel.pl/sites/all/pliki/import/image/podtynk/akcent/brazowy/gp-2as_24.jpg","https://www.ospel.pl/sites/all/pliki/import/image/rysunki/akcent/gniazda_podwojne_schucko.jpg",null,"16A/250~, IP-20, zaciski gwintowe","","",null,null,null,"BRĄZOWY",null,"0,083 kg","87 mm","82 mm","22 mm",null,null,"2024-02-19",null,"","https://www.ospel.pl/sites/all/pliki/import/image/podtynk/akcent/brazowy/gp-2as_24.jpg","27.33.13.0","8536 69 90"]
[28,"GP-2ASP/00          ","Gniazdo podwójne z uziemieniem schuko z przesłonami torów prądowych",21.23,1,"szt","PLN","23%","",10,null,null,null,null,"5907577425586",null,null,"AKCENT",null,null,"",null,10,null,"https://www.ospel.pl/sites/all/pliki/import/image/podtynk/akcent/bialy/gp-2asp_00.jpg","https://www.ospel.pl/sites/all/pliki/import/image/rysunki/akcent/gniazda_podwojne_schucko.jpg",null,"16A/250~, IP-20, zaciski gwintowe","","",null,null,null,"BIAŁY",null,"0,084 kg","87 mm","82 mm","22 mm",null,null,"2024-02-19",null,"","https://www.ospel.pl/sites/all/pliki/import/image/podtynk/akcent/bialy/gp-2asp_00.jpg","27.33.13.0","8536 69 90"]
[29,"GP-2ASP/01          ","Gniazdo podwójne z uziemieniem schuko z przesłonami torów prądowych",21.23,1,"szt","PLN","23%","",10,null,null,null,null,"5907577434786",null,null,"AKCENT",null,null,"",null,10,null,"https://www.ospel.pl/sites/all/pliki/import/image/podtynk/akcent/bezowy/gp-2asp_01.jpg","https://www.ospel.pl/sites/all/pliki/import/image/rysunki/akcent/gniazda_podwojne_schucko.jpg",null,"16A/250~, IP-20, zaciski gwintowe","","",null,null,null,"BEŻOWY",null,"0,084 kg","87 mm","82 mm","22 mm",null,null,"2024-02-19",null,"","https://www.ospel.pl/sites/all/pliki/import/image/podtynk/akcent/bezowy/gp-2asp_01.jpg","27.33.13.0","8536 69 90"]
[30,"GP-2ASP/24          ","Gniazdo podwójne z uziemieniem schuko z przesłonami torów prądowych",21.23,1,"szt","PLN","23%","",10,null,null,null,null,"5907577442286",null,null,"AKCENT",null,null,"",null,10,null,"https://www.ospel.pl/sites/all/pliki/import/image/podtynk/akcent/brazowy/gp-2asp_24.jpg","https://www.ospel.pl/sites/all/pliki/import/image/rysunki/akcent/gniazda_podwojne_schucko.jpg",null,"16A/250~, IP-20, zaciski gwintowe","","",null,null,null,"BRĄZOWY",null,"0,084 kg","87 mm","82 mm","22 mm",null,null,"2024-02-19",null,"","https://www.ospel.pl/sites/all/pliki/import/image/podtynk/akcent/brazowy/gp-2asp_24.jpg","27.33.13.0","8536 69 90"]
[31,"GP-2AZ/00           ","Gniazdo podwójne z uziemieniem ",14.96,1,"szt","PLN","23%","",10,null,null,null,null,"5907577410841",null,null,"AKCENT",null,null,"",null,10,null,"https://www.ospel.pl/sites/all/pliki/import/image/podtynk/akcent/bialy/gp-2az_00.jpg","https://www.ospel.pl/sites/all/pliki/import/image/rysunki/akcent/gniazda_podwojne.jpg",null,"16A/250~, IP-20, zaciski gwintowe","","",null,null,null,"BIAŁY",null,"0,0735 kg","82 mm","82 mm","28 mm",null,null,"2024-02-19",null,"","https://www.ospel.pl/sites/all/pliki/import/image/podtynk/akcent/bialy/gp-2az_00.jpg","27.33.13.0","8536 69 90"]
[32,"GP-2AZ/01           ","Gniazdo podwójne z uziemieniem ",14.96,1,"szt","PLN","23%","",10,null,null,null,null,"5907577413477",null,null,"AKCENT",null,null,"",null,10,null,"https://www.ospel.pl/sites/all/pliki/import/image/podtynk/akcent/bezowy/gp-2az_01.jpg","https://www.ospel.pl/sites/all/pliki/import/image/rysunki/akcent/gniazda_podwojne.jpg",null,"16A/250~, IP-20, zaciski gwintowe","","",null,null,null,"BEŻOWY",null,"0,0735 kg","82 mm","82 mm","28 mm",null,null,"2024-02-19",null,"","https://www.ospel.pl/sites/all/pliki/import/image/podtynk/akcent/bezowy/gp-2az_01.jpg","27.33.13.0","8536 69 90"]
[33,"GP-2AZ/24           ","Gniazdo podwójne z uziemieniem ",14.96,1,"szt","PLN","23%","",10,null,null,null,null,"5907577413835",null,null,"AKCENT",null,null,"",null,10,null,"https://www.ospel.pl/sites/all/pliki/import/image/podtynk/akcent/brazowy/gp-2az_24.jpg","https://www.ospel.pl/sites/all/pliki/import/image/rysunki/akcent/gniazda_podwojne.jpg",null,"16A/250~, IP-20, zaciski gwintowe","","",null,null,null,"BRĄZOWY",null,"0,0735 kg","82 mm","82 mm","28 mm",null,null,"2024-02-19",null,"","https://www.ospel.pl/sites/all/pliki/import/image/podtynk/akcent/brazowy/gp-2az_24.jpg","27.33.13.0","8536 69 90"]
[34,"GPA-10AP/00         ","Gniazdo RTV przelotowe 10-dB ",51.52,1,"szt","PLN","23%","",10,null,null,null,null,"5907577410919",null,null,"AKCENT",null,null,"",null,10,null,"https://www.ospel.pl/sites/all/pliki/import/image/podtynk/akcent/bialy/gpa-ak_00.jpg","https://www.ospel.pl/sites/all/pliki/import/image/rysunki/akcent/gniazda_rtv.jpg",null,"Współczynnik tłumienia 10dB","","",null,null,null,"BIAŁY",null,"0,124 kg","82 mm","82 mm","20 mm",null,null,"2024-02-19",null,"https://www.ospel.pl/sites/all/pliki/import/image/schematy/rtv_sat.pdf","https://www.ospel.pl/sites/all/pliki/import/image/podtynk/akcent/bialy/gpa-ak_00.jpg","26.40.52.0","8517 18 00"]
[35,"GPA-10AP/01         ","Gniazdo RTV przelotowe 10-dB ",51.52,1,"szt","PLN","23%","",10,null,null,null,null,"5907577413514",null,null,"AKCENT",null,null,"",null,10,null,"https://www.ospel.pl/sites/all/pliki/import/image/podtynk/akcent/bezowy/gpa-10ap_01.jpg","https://www.ospel.pl/sites/all/pliki/import/image/rysunki/akcent/gniazda_rtv.jpg",null,"Współczynnik tłumienia 10dB","","",null,null,null,"BEŻOWY",null,"0,124 kg","82 mm","82 mm","20 mm",null,null,"2024-02-19",null,"https://www.ospel.pl/sites/all/pliki/import/image/schematy/rtv_sat.pdf","https://www.ospel.pl/sites/all/pliki/import/image/podtynk/akcent/bezowy/gpa-10ap_01.jpg","26.40.52.0","8517 18 00"]
[36,"GPA-10AP/24         ","Gniazdo RTV przelotowe 10-dB ",51.52,1,"szt","PLN","23%","",10,null,null,null,null,"5907577413880",null,null,"AKCENT",null,null,"",null,10,null,"https://www.ospel.pl/sites/all/pliki/import/image/podtynk/akcent/brazowy/gpa-ak_24.jpg","https://www.ospel.pl/sites/all/pliki/import/image/rysunki/akcent/gniazda_rtv.jpg",null,"Współczynnik tłumienia 10dB","","",null,null,null,"BRĄZOWY",null,"0,124 kg","82 mm","82 mm","20 mm",null,null,"2024-02-19",null,"https://www.ospel.pl/sites/all/pliki/import/image/schematy/rtv_sat.pdf","https://www.ospel.pl/sites/all/pliki/import/image/podtynk/akcent/brazowy/gpa-ak_24.jpg","26.40.52.0","8517 18 00"]
[37,"GPA-10APZ/00        ","Gniazdo RTV zakończeniowe ",54.76,1,"szt","PLN","23%","",10,null,null,null,null,"5907577410902",null,null,"AKCENT",null,null,"",null,10,null,"https://www.ospel.pl/sites/all/pliki/import/image/podtynk/akcent/bialy/gpa-ak_00.jpg","https://www.ospel.pl/sites/all/pliki/import/image/rysunki/akcent/gniazda_rtv.jpg",null,"Współczynnik tłumienia 10dB","","",null,null,null,"BIAŁY",null,"0,124 kg","82 mm","82 mm","20 mm",null,null,"2024-02-19",null,"https://www.ospel.pl/sites/all/pliki/import/image/schematy/rtv_sat.pdf","https://www.ospel.pl/sites/all/pliki/import/image/podtynk/akcent/bialy/gpa-ak_00.jpg","26.40.52.0","8517 18 00"]
[38,"GPA-10APZ/01        ","Gniazdo RTV zakończeniowe ",54.76,1,"szt","PLN","23%","",10,null,null,null,null,"5907577413507",null,null,"AKCENT",null,null,"",null,10,null,"https://www.ospel.pl/sites/all/pliki/import/image/podtynk/akcent/bezowy/gpa-10ap_01.jpg","https://www.ospel.pl/sites/all/pliki/import/image/rysunki/akcent/gniazda_rtv.jpg",null,"Współczynnik tłumienia 10dB","","",null,null,null,"BEŻOWY",null,"0,124 kg","82 mm","82 mm","20 mm",null,null,"2024-02-19",null,"https://www.ospel.pl/sites/all/pliki/import/image/schematy/rtv_sat.pdf","https://www.ospel.pl/sites/all/pliki/import/image/podtynk/akcent/bezowy/gpa-10ap_01.jpg","26.40.52.0","8517 18 00"]
[39,"GPA-10APZ/24        ","Gniazdo RTV zakończeniowe ",54.76,1,"szt","PLN","23%","",10,null,null,null,null,"5907577413873",null,null,"AKCENT",null,null,"",null,10,null,"https://www.ospel.pl/sites/all/pliki/import/image/podtynk/akcent/brazowy/gpa-ak_24.jpg","https://www.ospel.pl/sites/all/pliki/import/image/rysunki/akcent/gniazda_rtv.jpg",null,"Współczynnik tłumienia 10dB","","",null,null,null,"BRĄZOWY",null,"0,124 kg","82 mm","82 mm","20 mm",null,null,"2024-02-19",null,"https://www.ospel.pl/sites/all/pliki/import/image/schematy/rtv_sat.pdf","https://www.ospel.pl/sites/all/pliki/import/image/podtynk/akcent/brazowy/gpa-ak_24.jpg","26.40.52.0","8517 18 00"]
[40,"GPA-14AP/00         ","Gniazdo RTV przelotowe 14-dB ",51.52,1,"szt","PLN","23%","",10,null,null,null,null,"5907577410926",null,null,"AKCENT",null,null,"",null,10,null,"https://www.ospel.pl/sites/all/pliki/import/image/podtynk/akcent/bialy/gpa-ak_00.jpg","https://www.ospel.pl/sites/all/pliki/import/image/rysunki/akcent/gniazda_rtv.jpg",null,"Współczynnik tłumienia 14dB","","",null,null,null,"BIAŁY",null,"0,124 kg","82 mm","82 mm","20 mm",null,null,"2024-02-19",null,"https://www.ospel.pl/sites/all/pliki/import/image/schematy/rtv_sat.pdf","https://www.ospel.pl/sites/all/pliki/import/image/podtynk/akcent/bialy/gpa-ak_00.jpg","26.40.52.0","8517 18 00"]
[41,"GPA-14AP/01         ","Gniazdo RTV przelotowe 14-dB ",51.52,1,"szt","PLN","23%","",10,null,null,null,null,"5907577413521",null,null,"AKCENT",null,null,"",null,10,null,"https://www.ospel.pl/sites/all/pliki/import/image/podtynk/akcent/bezowy/gpa-10ap_01.jpg","https://www.ospel.pl/sites/all/pliki/import/image/rysunki/akcent/gniazda_rtv.jpg",null,"Współczynnik tłumienia 14dB","","",null,null,null,"BEŻOWY",null,"0,124 kg","82 mm","82 mm","20 mm",null,null,"2024-02-19",null,"https://www.ospel.pl/sites/all/pliki/import/image/schematy/rtv_sat.pdf","https://www.ospel.pl/sites/all/pliki/import/image/podtynk/akcent/bezowy/gpa-10ap_01.jpg","26.40.52.0","8517 18 00"]
[42,"GPA-14AP/24         ","Gniazdo RTV przelotowe 14-dB ",51.52,1,"szt","PLN","23%","",10,null,null,null,null,"5907577413897",null,null,"AKCENT",null,null,"",null,10,null,"https://www.ospel.pl/sites/all/pliki/import/image/podtynk/akcent/brazowy/gpa-ak_24.jpg","https://www.ospel.pl/sites/all/pliki/import/image/rysunki/akcent/gniazda_rtv.jpg",null,"Współczynnik tłumienia 14dB","","",null,null,null,"BRĄZOWY",null,"0,124 kg","82 mm","82 mm","20 mm",null,null,"2024-02-19",null,"https://www.ospel.pl/sites/all/pliki/import/image/schematy/rtv_sat.pdf","https://www.ospel.pl/sites/all/pliki/import/image/podtynk/akcent/brazowy/gpa-ak_24.jpg","26.40.52.0","8517 18 00"]
[43,"GPA-16AP/00         ","Gniazdo RTV przelotowe 16-dB ",51.52,1,"szt","PLN","23%","",10,null,null,null,null,"5907577410933",null,null,"AKCENT",null,null,"",null,10,null,"https://www.ospel.pl/sites/all/pliki/import/image/podtynk/akcent/bialy/gpa-ak_00.jpg","https://www.ospel.pl/sites/all/pliki/import/image/rysunki/akcent/gniazda_rtv.jpg",null,"Współczynnik tłumienia 16dB","","",null,null,null,"BIAŁY",null,"0,124 kg","82 mm","82 mm","20 mm",null,null,"2024-02-19",null,"https://www.ospel.pl/sites/all/pliki/import/image/schematy/rtv_sat.pdf","https://www.ospel.pl/sites/all/pliki/import/image/podtynk/akcent/bialy/gpa-ak_00.jpg","26.40.52.0","8517 18 00"]
[44,"GPA-16AP/01         ","Gniazdo RTV przelotowe 16-dB ",51.52,1,"szt","PLN","23%","",10,null,null,null,null,"5907577413538",null,null,"AKCENT",null,null,"",null,10,null,"https://www.ospel.pl/sites/all/pliki/import/image/podtynk/akcent/bezowy/gpa-10ap_01.jpg","https://www.ospel.pl/sites/all/pliki/import/image/rysunki/akcent/gniazda_rtv.jpg",null,"Współczynnik tłumienia 16dB","","",null,null,null,"BEŻOWY",null,"0,124 kg","82 mm","82 mm","20 mm",null,null,"2024-02-19",null,"https://www.ospel.pl/sites/all/pliki/import/image/schematy/rtv_sat.pdf","https://www.ospel.pl/sites/all/pliki/import/image/podtynk/akcent/bezowy/gpa-10ap_01.jpg","26.40.52.0","8517 18 00"]
[45,"GPA-16AP/24         ","Gniazdo RTV przelotowe 16-dB ",51.52,1,"szt","PLN","23%","",10,null,null,null,null,"5907577413903",null,null,"AKCENT",null,null,"",null,10,null,"https://www.ospel.pl/sites/all/pliki/import/image/podtynk/akcent/brazowy/gpa-ak_24.jpg","https://www.ospel.pl/sites/all/pliki/import/image/rysunki/akcent/gniazda_rtv.jpg",null,"Współczynnik tłumienia 16dB","","",null,null,null,"BRĄZOWY",null,"0,124 kg","82 mm","82 mm","20 mm",null,null,"2024-02-19",null,"https://www.ospel.pl/sites/all/pliki/import/image/schematy/rtv_sat.pdf","https://www.ospel.pl/sites/all/pliki/import/image/podtynk/akcent/brazowy/gpa-ak_24.jpg","26.40.52.0","8517 18 00"]
[46,"GPA-1AF/00          ","Gniazdo antenowe typu F pojedyncze ",20.03,1,"szt","PLN","23%","",10,null,null,null,null,"5906729005959",null,null,"AKCENT",null,null,"",null,10,null,"https://www.ospel.pl/sites/all/pliki/import/image/podtynk/akcent/bialy/gpa-1af_00.jpg","https://www.ospel.pl/sites/all/pliki/import/image/rysunki/akcent/gniazda_antenowe.jpg",null,"","","",null,null,null,"BIAŁY",null,"0,0605 kg","82 mm","82 mm","21 mm",null,null,"2024-02-19",null,"","https://www.ospel.pl/sites/all/pliki/import/image/podtynk/akcent/bialy/gpa-1af_00.jpg","26.40.52.0","8517 18 00"]
[47,"GPA-1AF/01          ","Gniazdo antenowe typu F pojedyncze ",20.03,1,"szt","PLN","23%","",10,null,null,null,null,"5906729005966",null,null,"AKCENT",null,null,"",null,10,null,"https://www.ospel.pl/sites/all/pliki/import/image/podtynk/akcent/bezowy/gpa-1af_01.jpg","https://www.ospel.pl/sites/all/pliki/import/image/rysunki/akcent/gniazda_antenowe.jpg",null,"","","",null,null,null,"BEŻOWY",null,"0,0605 kg","82 mm","82 mm","21 mm",null,null,"2024-02-19",null,"","https://www.ospel.pl/sites/all/pliki/import/image/podtynk/akcent/bezowy/gpa-1af_01.jpg","26.40.52.0","8517 18 00"]
[48,"GPA-1AF/24          ","Gniazdo antenowe typu F pojedyncze ",20.03,1,"szt","PLN","23%","",10,null,null,null,null,"5906729005973",null,null,"AKCENT",null,null,"",null,10,null,"https://www.ospel.pl/sites/all/pliki/import/image/podtynk/akcent/brazowy/gpa-1af_24.jpg","https://www.ospel.pl/sites/all/pliki/import/image/rysunki/akcent/gniazda_antenowe.jpg",null,"","","",null,null,null,"BRĄZOWY",null,"0,0605 kg","82 mm","82 mm","21 mm",null,null,"2024-02-19",null,"","https://www.ospel.pl/sites/all/pliki/import/image/podtynk/akcent/brazowy/gpa-1af_24.jpg","26.40.52.0","8517 18 00"]
[49,"GPA-2AF/00          ","Gniazdo antenowe typu F podwójne ",24.66,1,"szt","PLN","23%","",10,null,null,null,null,"5906729006031",null,null,"AKCENT",null,null,"",null,10,null,"https://www.ospel.pl/sites/all/pliki/import/image/podtynk/akcent/bialy/gpa-2af_00.jpg","",null,"","","",null,null,null,"BIAŁY",null,"","82 mm","82 mm","21 mm",null,null,"2024-02-19",null,"","https://www.ospel.pl/sites/all/pliki/import/image/podtynk/akcent/bialy/gpa-2af_00.jpg","26.40.52.0","8517 18 00"]
[50,"GPA-2AF/01          ","Gniazdo antenowe typu F podwójne ",24.66,1,"szt","PLN","23%","",10,null,null,null,null,"5906729006048",null,null,"AKCENT",null,null,"",null,10,null,"https://www.ospel.pl/sites/all/pliki/import/image/podtynk/akcent/bezowy/gpa-2af_01.jpg","",null,"","","",null,null,null,"BEŻOWY",null,"","82 mm","82 mm","21 mm",null,null,"2024-02-19",null,"","https://www.ospel.pl/sites/all/pliki/import/image/podtynk/akcent/bezowy/gpa-2af_01.jpg","26.40.52.0","8517 18 00"]
[51,"GPA-2AF/24          ","Gniazdo antenowe typu F podwójne ",24.66,1,"szt","PLN","23%","",10,null,null,null,null,"5906729006055",null,null,"AKCENT",null,null,"",null,10,null,"https://www.ospel.pl/sites/all/pliki/import/image/podtynk/akcent/brazowy/gpa-2af_24.jpg","",null,"","","",null,null,null,"BRĄZOWY",null,"","82 mm","82 mm","21 mm",null,null,"2024-02-19",null,"","https://www.ospel.pl/sites/all/pliki/import/image/podtynk/akcent/brazowy/gpa-2af_24.jpg","26.40.52.0","8517 18 00"]
[52,"GPA-AK/00           ","Gniazdo RTV końcowe ",50.24,1,"szt","PLN","23%","",10,null,null,null,null,"5907577410896",null,null,"AKCENT",null,null,"",null,10,null,"https://www.ospel.pl/sites/all/pliki/import/image/podtynk/akcent/bialy/gpa-ak_00.jpg","https://www.ospel.pl/sites/all/pliki/import/image/rysunki/akcent/gniazda_rtv.jpg",null,"Współczynnik tłumienia 2,5-3dB","","",null,null,null,"BIAŁY",null,"0,123 kg","82 mm","82 mm","20 mm",null,null,"2024-02-19",null,"https://www.ospel.pl/sites/all/pliki/import/image/schematy/rtv_sat.pdf","https://www.ospel.pl/sites/all/pliki/import/image/podtynk/akcent/bialy/gpa-ak_00.jpg","26.40.52.0","8517 18 00"]
[53,"GPA-AK/01           ","Gniazdo RTV końcowe ",50.24,1,"szt","PLN","23%","",10,null,null,null,null,"5907577413484",null,null,"AKCENT",null,null,"",null,10,null,"https://www.ospel.pl/sites/all/pliki/import/image/podtynk/akcent/bezowy/gpa-10ap_01.jpg","https://www.ospel.pl/sites/all/pliki/import/image/rysunki/akcent/gniazda_rtv.jpg",null,"Współczynnik tłumienia 2,5-3dB","","",null,null,null,"BEŻOWY",null,"0,123 kg","82 mm","82 mm","20 mm",null,null,"2024-02-19",null,"https://www.ospel.pl/sites/all/pliki/import/image/schematy/rtv_sat.pdf","https://www.ospel.pl/sites/all/pliki/import/image/podtynk/akcent/bezowy/gpa-10ap_01.jpg","26.40.52.0","8517 18 00"]
[54,"GPA-AK/24           ","Gniazdo RTV końcowe ",50.24,1,"szt","PLN","23%","",10,null,null,null,null,"5907577413866",null,null,"AKCENT",null,null,"",null,10,null,"https://www.ospel.pl/sites/all/pliki/import/image/podtynk/akcent/brazowy/gpa-ak_24.jpg","https://www.ospel.pl/sites/all/pliki/import/image/rysunki/akcent/gniazda_rtv.jpg",null,"Współczynnik tłumienia 2,5-3dB","","",null,null,null,"BRĄZOWY",null,"0,123 kg","82 mm","82 mm","20 mm",null,null,"2024-02-19",null,"https://www.ospel.pl/sites/all/pliki/import/image/schematy/rtv_sat.pdf","https://www.ospel.pl/sites/all/pliki/import/image/podtynk/akcent/brazowy/gpa-ak_24.jpg","26.40.52.0","8517 18 00"]
[55,"GPA-AS/00           ","Gniazdo RTV-SAT końcowe ",70.38,1,"szt","PLN","23%","",10,null,null,null,null,"5907577426569",null,null,"AKCENT",null,null,"",null,10,null,"https://www.ospel.pl/sites/all/pliki/import/image/podtynk/akcent/bialy/gpa-as_00.jpg","https://www.ospel.pl/sites/all/pliki/import/image/rysunki/akcent/gniazda_rtv_sat.jpg",null,"Współczynnik tłumienia 1,5-2dB","","",null,null,null,"BIAŁY",null,"0,1085 kg","82 mm","82 mm","20 mm",null,null,"2024-02-19",null,"https://www.ospel.pl/sites/all/pliki/import/image/schematy/rtv_sat.pdf","https://www.ospel.pl/sites/all/pliki/import/image/podtynk/akcent/bialy/gpa-as_00.jpg","26.40.52.0","8517 18 00"]
[56,"GPA-AS/01           ","Gniazdo RTV-SAT końcowe ",70.38,1,"szt","PLN","23%","",10,null,null,null,null,"5907577426576",null,null,"AKCENT",null,null,"",null,10,null,"https://www.ospel.pl/sites/all/pliki/import/image/podtynk/akcent/bezowy/gpa-as_01.jpg","https://www.ospel.pl/sites/all/pliki/import/image/rysunki/akcent/gniazda_rtv_sat.jpg",null,"Współczynnik tłumienia 1,5-2dB","","",null,null,null,"BEŻOWY",null,"0,1085 kg","82 mm","82 mm","20 mm",null,null,"2024-02-19",null,"https://www.ospel.pl/sites/all/pliki/import/image/schematy/rtv_sat.pdf","https://www.ospel.pl/sites/all/pliki/import/image/podtynk/akcent/bezowy/gpa-as_01.jpg","26.40.52.0","8517 18 00"]
[57,"GPA-AS/24           ","Gniazdo RTV-SAT końcowe ",70.38,1,"szt","PLN","23%","",10,null,null,null,null,"5907577426583",null,null,"AKCENT",null,null,"",null,10,null,"https://www.ospel.pl/sites/all/pliki/import/image/podtynk/akcent/brazowy/gpa-as_24.jpg","https://www.ospel.pl/sites/all/pliki/import/image/rysunki/akcent/gniazda_rtv_sat.jpg",null,"Współczynnik tłumienia 1,5-2dB","","",null,null,null,"BRĄZOWY",null,"0,1085 kg","82 mm","82 mm","20 mm",null,null,"2024-02-19",null,"https://www.ospel.pl/sites/all/pliki/import/image/schematy/rtv_sat.pdf","https://www.ospel.pl/sites/all/pliki/import/image/podtynk/akcent/brazowy/gpa-as_24.jpg","26.40.52.0","8517 18 00"]
[58,"GPH-1AS/00/d        ","Gniazdo bryzgoszczelne z uziemieniem schuko IP-44 wieczko przezroczyste",22.71,1,"szt","PLN","23%","",10,null,null,null,null,"5907577426255",null,null,"AKCENT",null,null,"",null,10,null,"https://www.ospel.pl/sites/all/pliki/import/image/podtynk/akcent/bialy/gph-1as_00_w.jpg","https://www.ospel.pl/sites/all/pliki/import/image/rysunki/akcent/gniazda_bryzgoszczelne.jpg",null,"16A/250~, IP-44, zaciski gwintowe","","",null,null,null,"BIAŁY",null,"0,0795 kg","85 mm","85 mm","30 mm",null,null,"2024-02-19",null,"","https://www.ospel.pl/sites/all/pliki/import/image/podtynk/akcent/bialy/gph-1as_00_w.jpg","27.33.13.0","8536 69 90"]
[59,"GPH-1AS/00/w        ","Gniazdo bryzgoszczelne z uziemieniem schuko IP-44 wieczko w kolorze wyrobu",22.71,1,"szt","PLN","23%","",10,null,null,null,null,"5907577424732",null,null,"AKCENT",null,null,"",null,10,null,"https://www.ospel.pl/sites/all/pliki/import/image/podtynk/akcent/bialy/gph-1as_00_w.jpg","https://www.ospel.pl/sites/all/pliki/import/image/rysunki/akcent/gniazda_bryzgoszczelne.jpg",null,"16A/250~, IP-44, zaciski gwintowe","","",null,null,null,"BIAŁY",null,"0,0795 kg","85 mm","85 mm","30 mm",null,null,"2024-02-19",null,"","https://www.ospel.pl/sites/all/pliki/import/image/podtynk/akcent/bialy/gph-1as_00_w.jpg","27.33.13.0","8536 69 90"]
[60,"GPH-1AS/01/d        ","Gniazdo bryzgoszczelne z uziemieniem schuko IP-44 wieczko przezroczyste",22.71,1,"szt","PLN","23%","",10,null,null,null,null,"5907577426989",null,null,"AKCENT",null,null,"",null,10,null,"https://www.ospel.pl/sites/all/pliki/import/image/podtynk/akcent/bezowy/gph-1as_01_d.jpg","https://www.ospel.pl/sites/all/pliki/import/image/rysunki/akcent/gniazda_bryzgoszczelne.jpg",null,"16A/250~, IP-44, zaciski gwintowe","","",null,null,null,"BEŻOWY",null,"0,0795 kg","85 mm","85 mm","30 mm",null,null,"2024-02-19",null,"","https://www.ospel.pl/sites/all/pliki/import/image/podtynk/akcent/bezowy/gph-1as_01_d.jpg","27.33.13.0","8536 69 90"]
[61,"GPH-1AS/24/d        ","Gniazdo bryzgoszczelne z uziemieniem schuko IP-44 wieczko przezroczyste",22.71,1,"szt","PLN","23%","",10,null,null,null,null,"5907577433703",null,null,"AKCENT",null,null,"",null,10,null,"https://www.ospel.pl/sites/all/pliki/import/image/podtynk/akcent/brazowy/gph-1as_24_d.jpg","https://www.ospel.pl/sites/all/pliki/import/image/rysunki/akcent/gniazda_bryzgoszczelne.jpg",null,"16A/250~, IP-44, zaciski gwintowe","","",null,null,null,"BRĄZOWY",null,"0,0795 kg","85 mm","85 mm","30 mm",null,null,"2024-02-19",null,"","https://www.ospel.pl/sites/all/pliki/import/image/podtynk/akcent/brazowy/gph-1as_24_d.jpg","27.33.13.0","8536 69 90"]
[62,"GPH-1ASP/00/d       ","Gniazdo bryzgoszczelne z uziemieniem schuko IP-44 z przesłonami torów prądowych wieczko przezroczyste",23.81,1,"szt","PLN","23%","",10,null,null,null,null,"5907577430085",null,null,"AKCENT",null,null,"",null,10,null,"https://www.ospel.pl/sites/all/pliki/import/image/podtynk/akcent/bialy/gph-1asp_00_w.jpg","https://www.ospel.pl/sites/all/pliki/import/image/rysunki/akcent/gniazda_bryzgoszczelne.jpg",null,"16A/250~, IP-44, zaciski gwintowe","","",null,null,null,"BIAŁY",null,"0,0805 kg","85 mm","85 mm","30 mm",null,null,"2024-02-19",null,"","https://www.ospel.pl/sites/all/pliki/import/image/podtynk/akcent/bialy/gph-1asp_00_w.jpg","27.33.13.0","8536 69 90"]
[63,"GPH-1ASP/01/d       ","Gniazdo bryzgoszczelne z uziemieniem schuko IP-44 z przesłonami torów prądowych wieczko przezroczyste",23.81,1,"szt","PLN","23%","",10,null,null,null,null,"5907577434793",null,null,"AKCENT",null,null,"",null,10,null,"https://www.ospel.pl/sites/all/pliki/import/image/podtynk/akcent/bezowy/gph-1asp_01_d.jpg","https://www.ospel.pl/sites/all/pliki/import/image/rysunki/akcent/gniazda_bryzgoszczelne.jpg",null,"16A/250~, IP-44, zaciski gwintowe","","",null,null,null,"BEŻOWY",null,"0,0805 kg","85 mm","85 mm","30 mm",null,null,"2024-02-19",null,"","https://www.ospel.pl/sites/all/pliki/import/image/podtynk/akcent/bezowy/gph-1asp_01_d.jpg","27.33.13.0","8536 69 90"]
[64,"GPH-1ASP/24/d       ","Gniazdo bryzgoszczelne z uziemieniem schuko IP-44 z przesłonami torów prądowych wieczko przezroczyste",23.81,1,"szt","PLN","23%","",10,null,null,null,null,"5907577442262",null,null,"AKCENT",null,null,"",null,10,null,"https://www.ospel.pl/sites/all/pliki/import/image/podtynk/akcent/brazowy/gph-1asp_24_d.jpg","https://www.ospel.pl/sites/all/pliki/import/image/rysunki/akcent/gniazda_bryzgoszczelne.jpg",null,"16A/250~, IP-44, zaciski gwintowe","","",null,null,null,"BRĄZOWY",null,"0,0805 kg","85 mm","85 mm","30 mm",null,null,"2024-02-19",null,"","https://www.ospel.pl/sites/all/pliki/import/image/podtynk/akcent/brazowy/gph-1asp_24_d.jpg","27.33.13.0","8536 69 90"]
[65,"GPH-1AZ/00/d        ","Gniazdo bryzgoszczelne z uziemieniem IP-44 wieczko przezroczyste",21.49,1,"szt","PLN","23%","",10,null,null,null,null,"5907577411077",null,null,"AKCENT",null,null,"",null,10,null,"https://www.ospel.pl/sites/all/pliki/import/image/podtynk/akcent/bialy/gph-1az_00_d.jpg","https://www.ospel.pl/sites/all/pliki/import/image/rysunki/akcent/gniazda_bryzgoszczelne.jpg",null,"16A/250~, IP-44, zaciski gwintowe","","",null,null,null,"BIAŁY",null,"0,0845 kg","85 mm","85 mm","26 mm",null,null,"2024-02-19",null,"","https://www.ospel.pl/sites/all/pliki/import/image/podtynk/akcent/bialy/gph-1az_00_d.jpg","27.33.13.0","8536 69 90"]
[66,"GPH-1AZ/00/w        ","Gniazdo bryzgoszczelne z uziemieniem IP-44 wieczko w kolorze wyrobu",21.49,1,"szt","PLN","23%","",10,null,null,null,null,"5907577411008",null,null,"AKCENT",null,null,"",null,10,null,"https://www.ospel.pl/sites/all/pliki/import/image/podtynk/akcent/bialy/gph-1az_00_d.jpg","https://www.ospel.pl/sites/all/pliki/import/image/rysunki/akcent/gniazda_bryzgoszczelne.jpg",null,"16A/250~, IP-44, zaciski gwintowe","","",null,null,null,"BIAŁY",null,"0,0845 kg","85 mm","85 mm","26 mm",null,null,"2024-02-19",null,"","https://www.ospel.pl/sites/all/pliki/import/image/podtynk/akcent/bialy/gph-1az_00_d.jpg","27.33.13.0","8536 69 90"]
[67,"GPH-1AZ/01/d        ","Gniazdo bryzgoszczelne z uziemieniem IP-44 wieczko przezroczyste",21.49,1,"szt","PLN","23%","",10,null,null,null,null,"5907577413613",null,null,"AKCENT",null,null,"",null,10,null,"https://www.ospel.pl/sites/all/pliki/import/image/podtynk/akcent/bezowy/gph-1az_01_d.jpg","https://www.ospel.pl/sites/all/pliki/import/image/rysunki/akcent/gniazda_bryzgoszczelne.jpg",null,"16A/250~, IP-44, zaciski gwintowe","","",null,null,null,"BEŻOWY",null,"0,0845 kg","85 mm","85 mm","26 mm",null,null,"2024-02-19",null,"","https://www.ospel.pl/sites/all/pliki/import/image/podtynk/akcent/bezowy/gph-1az_01_d.jpg","27.33.13.0","8536 69 90"]
[68,"GPH-1AZ/24/d        ","Gniazdo bryzgoszczelne z uziemieniem IP-44 wieczko przezroczyste",21.49,1,"szt","PLN","23%","",10,null,null,null,null,"5907577414009",null,null,"AKCENT",null,null,"",null,10,null,"https://www.ospel.pl/sites/all/pliki/import/image/podtynk/akcent/brazowy/gph-1az_24_d.jpg","https://www.ospel.pl/sites/all/pliki/import/image/rysunki/akcent/gniazda_bryzgoszczelne.jpg",null,"16A/250~, IP-44, zaciski gwintowe","","",null,null,null,"BRĄZOWY",null,"0,0845 kg","85 mm","85 mm","26 mm",null,null,"2024-02-19",null,"","https://www.ospel.pl/sites/all/pliki/import/image/podtynk/akcent/brazowy/gph-1az_24_d.jpg","27.33.13.0","8536 69 90"]
[69,"GPK-1A/F/00         ","Gniazdo komputerowe pojedyncze, kat. 5e FOREX",48.97,1,"szt","PLN","23%","",10,null,null,null,null,"5907577431686",null,null,"AKCENT",null,null,"",null,10,null,"https://www.ospel.pl/sites/all/pliki/import/image/podtynk/akcent/bialy/gpk-1a_k_00.jpg","https://www.ospel.pl/sites/all/pliki/import/image/rysunki/akcent/gniazda_t_k.jpg",null,"Złącze IDC","","",null,null,null,"BIAŁY",null,"0,042 kg","82 mm","82 mm","21 mm",null,null,"2024-02-19",null,"","https://www.ospel.pl/sites/all/pliki/import/image/podtynk/akcent/bialy/gpk-1a_k_00.jpg","26.30.30.0","8517 18 00"]
[70,"GPK-1A/F/01         ","Gniazdo komputerowe pojedyncze, kat. 5e FOREX",48.97,1,"szt","PLN","23%","",10,null,null,null,null,"5907577431716",null,null,"AKCENT",null,null,"",null,10,null,"https://www.ospel.pl/sites/all/pliki/import/image/podtynk/akcent/bezowy/gpk-1a_01.jpg","https://www.ospel.pl/sites/all/pliki/import/image/rysunki/akcent/gniazda_t_k.jpg",null,"Złącze IDC","","",null,null,null,"BEŻOWY",null,"0,042 kg","82 mm","82 mm","21 mm",null,null,"2024-02-19",null,"","https://www.ospel.pl/sites/all/pliki/import/image/podtynk/akcent/bezowy/gpk-1a_01.jpg","26.30.30.0","8517 18 00"]
[71,"GPK-1A/F/24         ","Gniazdo komputerowe pojedyncze, kat. 5e FOREX",48.97,1,"szt","PLN","23%","",10,null,null,null,null,"5907577431693",null,null,"AKCENT",null,null,"",null,10,null,"https://www.ospel.pl/sites/all/pliki/import/image/podtynk/akcent/brazowy/gpk-1a_24.jpg","https://www.ospel.pl/sites/all/pliki/import/image/rysunki/akcent/gniazda_t_k.jpg",null,"Złącze IDC","","",null,null,null,"BRĄZOWY",null,"0,042 kg","82 mm","82 mm","21 mm",null,null,"2024-02-19",null,"","https://www.ospel.pl/sites/all/pliki/import/image/podtynk/akcent/brazowy/gpk-1a_24.jpg","26.30.30.0","8517 18 00"]
[72,"GPK-1A/K/00         ","Gniazdo komputerowe pojedyncze, kat. 5e MMC",53.83,1,"szt","PLN","23%","",10,null,null,null,null,"5907577410940",null,null,"AKCENT",null,null,"",null,10,null,"https://www.ospel.pl/sites/all/pliki/import/image/podtynk/akcent/bialy/gpk-1a_k_00.jpg","https://www.ospel.pl/sites/all/pliki/import/image/rysunki/akcent/gniazda_t_k.jpg",null,"Złącze IDC","","",null,null,null,"BIAŁY",null,"0,042 kg","82 mm","82 mm","21 mm",null,null,"2024-02-19",null,"","https://www.ospel.pl/sites/all/pliki/import/image/podtynk/akcent/bialy/gpk-1a_k_00.jpg","26.30.30.0","8517 18 00"]
[73,"GPK-1A/K/01         ","Gniazdo komputerowe pojedyncze, kat. 5e MMC",53.83,1,"szt","PLN","23%","",10,null,null,null,null,"5907577413545",null,null,"AKCENT",null,null,"",null,10,null,"https://www.ospel.pl/sites/all/pliki/import/image/podtynk/akcent/bezowy/gpk-1a_01.jpg","https://www.ospel.pl/sites/all/pliki/import/image/rysunki/akcent/gniazda_t_k.jpg",null,"Złącze IDC","","",null,null,null,"BEŻOWY",null,"0,042 kg","82 mm","82 mm","21 mm",null,null,"2024-02-19",null,"","https://www.ospel.pl/sites/all/pliki/import/image/podtynk/akcent/bezowy/gpk-1a_01.jpg","26.30.30.0","8517 18 00"]
[74,"GPK-1A/K/24         ","Gniazdo komputerowe pojedyncze, kat. 5e MMC",53.83,1,"szt","PLN","23%","",10,null,null,null,null,"5907577413910",null,null,"AKCENT",null,null,"",null,10,null,"https://www.ospel.pl/sites/all/pliki/import/image/podtynk/akcent/brazowy/gpk-1a_24.jpg","https://www.ospel.pl/sites/all/pliki/import/image/rysunki/akcent/gniazda_t_k.jpg",null,"Złącze IDC","","",null,null,null,"BRĄZOWY",null,"0,042 kg","82 mm","82 mm","21 mm",null,null,"2024-02-19",null,"","https://www.ospel.pl/sites/all/pliki/import/image/podtynk/akcent/brazowy/gpk-1a_24.jpg","26.30.30.0","8517 18 00"]
[75,"GPK-2A/F/00         ","Gniazdo komputerowe podwójne, kat. 5e FOREX",75.37,1,"szt","PLN","23%","",10,null,null,null,null,"5907577431723",null,null,"AKCENT",null,null,"",null,10,null,"https://www.ospel.pl/sites/all/pliki/import/image/podtynk/akcent/bialy/gpk-2a_k_00.jpg","https://www.ospel.pl/sites/all/pliki/import/image/rysunki/akcent/gniazda_t_k.jpg",null,"Złącze IDC","","",null,null,null,"BIAŁY",null,"0,0465 kg","82 mm","82 mm","21 mm",null,null,"2024-02-19",null,"","https://www.ospel.pl/sites/all/pliki/import/image/podtynk/akcent/bialy/gpk-2a_k_00.jpg","26.30.30.0","8517 18 00"]
[76,"GPK-2A/F/01         ","Gniazdo komputerowe podwójne, kat. 5e FOREX",75.37,1,"szt","PLN","23%","",10,null,null,null,null,"5907577431754",null,null,"AKCENT",null,null,"",null,10,null,"https://www.ospel.pl/sites/all/pliki/import/image/podtynk/akcent/bezowy/gpk-1a_01.jpg","https://www.ospel.pl/sites/all/pliki/import/image/rysunki/akcent/gniazda_t_k.jpg",null,"Złącze IDC","","",null,null,null,"BEŻOWY",null,"0,0465 kg","82 mm","82 mm","21 mm",null,null,"2024-02-19",null,"","https://www.ospel.pl/sites/all/pliki/import/image/podtynk/akcent/bezowy/gpk-1a_01.jpg","26.30.30.0","8517 18 00"]
[77,"GPK-2A/F/24         ","Gniazdo komputerowe podwójne, kat. 5e FOREX",75.37,1,"szt","PLN","23%","",10,null,null,null,null,"5907577431730",null,null,"AKCENT",null,null,"",null,10,null,"https://www.ospel.pl/sites/all/pliki/import/image/podtynk/akcent/brazowy/gpk-2a_24.jpg","https://www.ospel.pl/sites/all/pliki/import/image/rysunki/akcent/gniazda_t_k.jpg",null,"Złącze IDC","","",null,null,null,"BRĄZOWY",null,"0,0465 kg","82 mm","82 mm","21 mm",null,null,"2024-02-19",null,"","https://www.ospel.pl/sites/all/pliki/import/image/podtynk/akcent/brazowy/gpk-2a_24.jpg","26.30.30.0","8517 18 00"]
[78,"GPK-2A/K/00         ","Gniazdo komputerowe podwójne, kat. 5e MMC",87.4,1,"szt","PLN","23%","",10,null,null,null,null,"5907577410957",null,null,"AKCENT",null,null,"",null,10,null,"https://www.ospel.pl/sites/all/pliki/import/image/podtynk/akcent/bialy/gpk-2a_k_00.jpg","https://www.ospel.pl/sites/all/pliki/import/image/rysunki/akcent/gniazda_t_k.jpg",null,"Złącze IDC","","",null,null,null,"BIAŁY",null,"0,0465 kg","82 mm","82 mm","21 mm",null,null,"2024-02-19",null,"","https://www.ospel.pl/sites/all/pliki/import/image/podtynk/akcent/bialy/gpk-2a_k_00.jpg","26.30.30.0","8517 18 00"]
[79,"GPK-2A/K/01         ","Gniazdo komputerowe podwójne, kat. 5e MMC",87.4,1,"szt","PLN","23%","",10,null,null,null,null,"5907577413552",null,null,"AKCENT",null,null,"",null,10,null,"https://www.ospel.pl/sites/all/pliki/import/image/podtynk/akcent/bezowy/gpk-2a_01.jpg","https://www.ospel.pl/sites/all/pliki/import/image/rysunki/akcent/gniazda_t_k.jpg",null,"Złącze IDC","","",null,null,null,"BEŻOWY",null,"0,0465 kg","82 mm","82 mm","21 mm",null,null,"2024-02-19",null,"","https://www.ospel.pl/sites/all/pliki/import/image/podtynk/akcent/bezowy/gpk-2a_01.jpg","26.30.30.0","8517 18 00"]
[80,"GPK-2A/K/24         ","Gniazdo komputerowe podwójne, kat. 5e MMC",87.4,1,"szt","PLN","23%","",10,null,null,null,null,"5907577413927",null,null,"AKCENT",null,null,"",null,10,null,"https://www.ospel.pl/sites/all/pliki/import/image/podtynk/akcent/brazowy/gpk-2a_24.jpg","https://www.ospel.pl/sites/all/pliki/import/image/rysunki/akcent/gniazda_t_k.jpg",null,"Złącze IDC","","",null,null,null,"BRĄZOWY",null,"0,0465 kg","82 mm","82 mm","21 mm",null,null,"2024-02-19",null,"","https://www.ospel.pl/sites/all/pliki/import/image/podtynk/akcent/brazowy/gpk-2a_24.jpg","26.30.30.0","8517 18 00"]
[81,"GPKT-A/F/00         ","Gniazdo komputerowo-telefoniczne RJ 45 kat. 5e, (8-stykowe) + RJ 11 (4-stykowe)",71.66,1,"szt","PLN","23%","",10,null,null,null,null,"5907577431761",null,null,"AKCENT",null,null,"",null,10,null,"https://www.ospel.pl/sites/all/pliki/import/image/podtynk/akcent/bialy/gpkt-a_k_00.jpg","https://www.ospel.pl/sites/all/pliki/import/image/rysunki/akcent/gniazda_t_k.jpg",null,"Złącze IDC","","",null,null,null,"BIAŁY",null,"0,049 kg","82 mm","82 mm","21 mm",null,null,"2024-02-19",null,"","https://www.ospel.pl/sites/all/pliki/import/image/podtynk/akcent/bialy/gpkt-a_k_00.jpg","26.30.30.0","8517 18 00"]
[82,"GPKT-A/F/01         ","Gniazdo komputerowo-telefoniczne RJ 45 kat. 5e, (8-stykowe) + RJ 11 (4-stykowe)",71.66,1,"szt","PLN","23%","",10,null,null,null,null,"5907577431792",null,null,"AKCENT",null,null,"",null,10,null,"https://www.ospel.pl/sites/all/pliki/import/image/podtynk/akcent/bezowy/gpkt-a_01.jpg","https://www.ospel.pl/sites/all/pliki/import/image/rysunki/akcent/gniazda_t_k.jpg",null,"Złącze IDC","","",null,null,null,"BEŻOWY",null,"0,049 kg","82 mm","82 mm","21 mm",null,null,"2024-02-19",null,"","https://www.ospel.pl/sites/all/pliki/import/image/podtynk/akcent/bezowy/gpkt-a_01.jpg","26.30.30.0","8517 18 00"]
[83,"GPKT-A/F/24         ","Gniazdo komputerowo-telefoniczne RJ 45 kat. 5e, (8-stykowe) + RJ 11 (4-stykowe)",71.66,1,"szt","PLN","23%","",10,null,null,null,null,"5907577431778",null,null,"AKCENT",null,null,"",null,10,null,"https://www.ospel.pl/sites/all/pliki/import/image/podtynk/akcent/brazowy/gpkt-a_24.jpg","https://www.ospel.pl/sites/all/pliki/import/image/rysunki/akcent/gniazda_t_k.jpg",null,"Złącze IDC","","",null,null,null,"BRĄZOWY",null,"0,049 kg","82 mm","82 mm","21 mm",null,null,"2024-02-19",null,"","https://www.ospel.pl/sites/all/pliki/import/image/podtynk/akcent/brazowy/gpkt-a_24.jpg","26.30.30.0","8517 18 00"]
[84,"GPKT-A/K/00         ","Gniazdo komputerowo-telefoniczne RJ 45 kat. 5e, (8-stykowe) + RJ 11 (6-stykowe)",85.89,1,"szt","PLN","23%","",10,null,null,null,null,"5907577410964",null,null,"AKCENT",null,null,"",null,10,null,"https://www.ospel.pl/sites/all/pliki/import/image/podtynk/akcent/specjalne/gpkt-a_k_00.jpg","https://www.ospel.pl/sites/all/pliki/import/image/rysunki/akcent/gniazda_t_k.jpg",null,"Złącze IDC","","",null,null,null,"BIAŁY",null,"0,049 kg","82 mm","82 mm","21 mm",null,null,"2024-02-19",null,"","https://www.ospel.pl/sites/all/pliki/import/image/podtynk/akcent/specjalne/gpkt-a_k_00.jpg","26.30.30.0","8517 18 00"]
[85,"GPKT-A/K/01         ","Gniazdo komputerowo-telefoniczne RJ 45 kat. 5e, (8-stykowe) + RJ 11 (6-stykowe)",85.89,1,"szt","PLN","23%","",10,null,null,null,null,"5907577413569",null,null,"AKCENT",null,null,"",null,10,null,"https://www.ospel.pl/sites/all/pliki/import/image/podtynk/akcent/bezowy/gpkt-a_01.jpg","https://www.ospel.pl/sites/all/pliki/import/image/rysunki/akcent/gniazda_t_k.jpg",null,"Złącze IDC","","",null,null,null,"BEŻOWY",null,"0,049 kg","82 mm","82 mm","21 mm",null,null,"2024-02-19",null,"","https://www.ospel.pl/sites/all/pliki/import/image/podtynk/akcent/bezowy/gpkt-a_01.jpg","26.30.30.0","8517 18 00"]
[86,"GPKT-A/K/24         ","Gniazdo komputerowo-telefoniczne RJ 45 kat. 5e, (8-stykowe) + RJ 11 (6-stykowe)",85.89,1,"szt","PLN","23%","",10,null,null,null,null,"5907577413934",null,null,"AKCENT",null,null,"",null,10,null,"https://www.ospel.pl/sites/all/pliki/import/image/podtynk/akcent/brazowy/gpkt-a_24.jpg","https://www.ospel.pl/sites/all/pliki/import/image/rysunki/akcent/gniazda_t_k.jpg",null,"Złącze IDC","","",null,null,null,"BRĄZOWY",null,"0,049 kg","82 mm","82 mm","21 mm",null,null,"2024-02-19",null,"","https://www.ospel.pl/sites/all/pliki/import/image/podtynk/akcent/brazowy/gpkt-a_24.jpg","26.30.30.0","8517 18 00"]
[87,"GPT-1A/00           ","Gniazdo telefoniczne pojedyncze ",19.91,1,"szt","PLN","23%","",10,null,null,null,null,"5907577410971",null,null,"AKCENT",null,null,"",null,10,null,"https://www.ospel.pl/sites/all/pliki/import/image/podtynk/akcent/bialy/gpt-1a_00.jpg","https://www.ospel.pl/sites/all/pliki/import/image/rysunki/akcent/gniazda_t_k.jpg",null,"Zaciski gwintowe","","",null,null,null,"BIAŁY",null,"0,0375 kg","82 mm","82 mm","21 mm",null,null,"2024-02-19",null,"","https://www.ospel.pl/sites/all/pliki/import/image/podtynk/akcent/bialy/gpt-1a_00.jpg","26.30.30.0","8517 18 00"]
[88,"GPT-1A/01           ","Gniazdo telefoniczne pojedyncze ",19.91,1,"szt","PLN","23%","",10,null,null,null,null,"5907577413576",null,null,"AKCENT",null,null,"",null,10,null,"https://www.ospel.pl/sites/all/pliki/import/image/podtynk/akcent/bezowy/gpt-1a_01.jpg","https://www.ospel.pl/sites/all/pliki/import/image/rysunki/akcent/gniazda_t_k.jpg",null,"Zaciski gwintowe","","",null,null,null,"BEŻOWY",null,"0,0375 kg","82 mm","82 mm","21 mm",null,null,"2024-02-19",null,"","https://www.ospel.pl/sites/all/pliki/import/image/podtynk/akcent/bezowy/gpt-1a_01.jpg","26.30.30.0","8517 18 00"]
[89,"GPT-1A/24           ","Gniazdo telefoniczne pojedyncze ",19.91,1,"szt","PLN","23%","",10,null,null,null,null,"5907577413941",null,null,"AKCENT",null,null,"",null,10,null,"https://www.ospel.pl/sites/all/pliki/import/image/podtynk/akcent/brazowy/gpt-1a_24.jpg","https://www.ospel.pl/sites/all/pliki/import/image/rysunki/akcent/gniazda_t_k.jpg",null,"Zaciski gwintowe","","",null,null,null,"BRĄZOWY",null,"0,0375 kg","82 mm","82 mm","21 mm",null,null,"2024-02-19",null,"","https://www.ospel.pl/sites/all/pliki/import/image/podtynk/akcent/brazowy/gpt-1a_24.jpg","26.30.30.0","8517 18 00"]
[90,"GPT-2AN/00          ","Gniazdo telefoniczne podwójne niezależne",35.31,1,"szt","PLN","23%","",10,null,null,null,null,"5907577410988",null,null,"AKCENT",null,null,"",null,10,null,"https://www.ospel.pl/sites/all/pliki/import/image/podtynk/akcent/bialy/gpt-2an_00.jpg","https://www.ospel.pl/sites/all/pliki/import/image/rysunki/akcent/gniazda_t_k.jpg",null,"Zaciski gwintowe","","",null,null,null,"BIAŁY",null,"0,041 kg","82 mm","82 mm","21 mm",null,null,"2024-02-19",null,"","https://www.ospel.pl/sites/all/pliki/import/image/podtynk/akcent/bialy/gpt-2an_00.jpg","26.30.30.0","8517 18 00"]
[91,"GPT-2AN/01          ","Gniazdo telefoniczne podwójne niezależne",35.31,1,"szt","PLN","23%","",10,null,null,null,null,"5907577413583",null,null,"AKCENT",null,null,"",null,10,null,"https://www.ospel.pl/sites/all/pliki/import/image/podtynk/akcent/bezowy/gpt-2an_01.jpg","https://www.ospel.pl/sites/all/pliki/import/image/rysunki/akcent/gniazda_t_k.jpg",null,"Zaciski gwintowe","","",null,null,null,"BEŻOWY",null,"0,041 kg","82 mm","82 mm","21 mm",null,null,"2024-02-19",null,"","https://www.ospel.pl/sites/all/pliki/import/image/podtynk/akcent/bezowy/gpt-2an_01.jpg","26.30.30.0","8517 18 00"]
[92,"GPT-2AN/24          ","Gniazdo telefoniczne podwójne niezależne",35.31,1,"szt","PLN","23%","",10,null,null,null,null,"5907577413958",null,null,"AKCENT",null,null,"",null,10,null,"https://www.ospel.pl/sites/all/pliki/import/image/podtynk/akcent/brazowy/gpt-2an_24.jpg","https://www.ospel.pl/sites/all/pliki/import/image/rysunki/akcent/gniazda_t_k.jpg",null,"Zaciski gwintowe","","",null,null,null,"BRĄZOWY",null,"0,041 kg","82 mm","82 mm","21 mm",null,null,"2024-02-19",null,"","https://www.ospel.pl/sites/all/pliki/import/image/podtynk/akcent/brazowy/gpt-2an_24.jpg","26.30.30.0","8517 18 00"]
[93,"GPT-2AR/00          ","Gniazdo telefoniczne podwójne równoległe",35.31,1,"szt","PLN","23%","",10,null,null,null,null,"5907577410995",null,null,"AKCENT",null,null,"",null,10,null,"https://www.ospel.pl/sites/all/pliki/import/image/podtynk/akcent/bialy/gpt-2an_00.jpg","https://www.ospel.pl/sites/all/pliki/import/image/rysunki/akcent/gniazda_t_k.jpg",null,"Zaciski gwintowe","","",null,null,null,"BIAŁY",null,"0,039 kg","82 mm","82 mm","21 mm",null,null,"2024-02-19",null,"","https://www.ospel.pl/sites/all/pliki/import/image/podtynk/akcent/bialy/gpt-2an_00.jpg","26.30.30.0","8517 18 00"]
[94,"GPT-2AR/01          ","Gniazdo telefoniczne podwójne równoległe",35.31,1,"szt","PLN","23%","",10,null,null,null,null,"5907577413590",null,null,"AKCENT",null,null,"",null,10,null,"https://www.ospel.pl/sites/all/pliki/import/image/podtynk/akcent/bezowy/gpt-2an_01.jpg","https://www.ospel.pl/sites/all/pliki/import/image/rysunki/akcent/gniazda_t_k.jpg",null,"Zaciski gwintowe","","",null,null,null,"BEŻOWY",null,"0,039 kg","82 mm","82 mm","21 mm",null,null,"2024-02-19",null,"","https://www.ospel.pl/sites/all/pliki/import/image/podtynk/akcent/bezowy/gpt-2an_01.jpg","26.30.30.0","8517 18 00"]
[95,"GPT-2AR/24          ","Gniazdo telefoniczne podwójne równoległe",35.31,1,"szt","PLN","23%","",10,null,null,null,null,"5907577413965",null,null,"AKCENT",null,null,"",null,10,null,"https://www.ospel.pl/sites/all/pliki/import/image/podtynk/akcent/brazowy/gpt-2an_24.jpg","https://www.ospel.pl/sites/all/pliki/import/image/rysunki/akcent/gniazda_t_k.jpg",null,"Zaciski gwintowe","","",null,null,null,"BRĄZOWY",null,"0,039 kg","82 mm","82 mm","21 mm",null,null,"2024-02-19",null,"","https://www.ospel.pl/sites/all/pliki/import/image/podtynk/akcent/brazowy/gpt-2an_24.jpg","26.30.30.0","8517 18 00"]
[96,"ŁP-10A/00           ","Łącznik podwójny schodowy ",28.34,1,"szt","PLN","23%","",10,null,null,null,null,"5907577426422",null,null,"AKCENT",null,null,"",null,10,null,"https://www.ospel.pl/sites/all/pliki/import/image/podtynk/akcent/bialy/lp-2a_00.jpg","https://www.ospel.pl/sites/all/pliki/import/image/rysunki/akcent/laczniki_6.jpg",null,"10AX/250~, IP-20 zaciski gwintowe","","",null,null,null,"BIAŁY",null,"0,065 kg","82 mm","82 mm","23 mm",null,null,"2024-02-19",null,"https://www.ospel.pl/sites/all/pliki/import/image/schematy/lacznik_podwojny_schodowy.jpg","https://www.ospel.pl/sites/all/pliki/import/image/podtynk/akcent/bialy/lp-2a_00.jpg","27.33.11.0","8536 50 07"]
[97,"ŁP-10A/01           ","Łącznik podwójny schodowy ",28.34,1,"szt","PLN","23%","",10,null,null,null,null,"5907577426446",null,null,"AKCENT",null,null,"",null,10,null,"https://www.ospel.pl/sites/all/pliki/import/image/podtynk/akcent/bezowy/lp-2a_01.jpg","https://www.ospel.pl/sites/all/pliki/import/image/rysunki/akcent/laczniki_6.jpg",null,"10AX/250~, IP-20 zaciski gwintowe","","",null,null,null,"BEŻOWY",null,"0,065 kg","82 mm","82 mm","23 mm",null,null,"2024-02-19",null,"https://www.ospel.pl/sites/all/pliki/import/image/schematy/lacznik_podwojny_schodowy.jpg","https://www.ospel.pl/sites/all/pliki/import/image/podtynk/akcent/bezowy/lp-2a_01.jpg","27.33.11.0","8536 50 07"]
[98,"ŁP-10A/24           ","Łącznik podwójny schodowy ",28.34,1,"szt","PLN","23%","",10,null,null,null,null,"5907577426439",null,null,"AKCENT",null,null,"",null,10,null,"https://www.ospel.pl/sites/all/pliki/import/image/podtynk/akcent/brazowy/lp-2a_24.jpg","https://www.ospel.pl/sites/all/pliki/import/image/rysunki/akcent/laczniki_6.jpg",null,"10AX/250~, IP-20 zaciski gwintowe","","",null,null,null,"BRĄZOWY",null,"0,065 kg","82 mm","82 mm","23 mm",null,null,"2024-02-19",null,"https://www.ospel.pl/sites/all/pliki/import/image/schematy/lacznik_podwojny_schodowy.jpg","https://www.ospel.pl/sites/all/pliki/import/image/podtynk/akcent/brazowy/lp-2a_24.jpg","27.33.11.0","8536 50 07"]
[99,"ŁP-10AS/00          ","Łącznik podwójny schodowy z podświetleniem pomarańczowym",33.380000000000003,1,"szt","PLN","23%","",10,null,null,null,null,"5907577426460",null,null,"AKCENT",null,null,"",null,10,null,"https://www.ospel.pl/sites/all/pliki/import/image/podtynk/akcent/bialy/lp-9as_00.jpg","https://www.ospel.pl/sites/all/pliki/import/image/rysunki/akcent/laczniki_6.jpg",null,"10AX/250~, IP-20 zaciski gwintowe","","",null,null,null,"BIAŁY",null,"0,066 kg","82 mm","82 mm","23 mm",null,null,"2024-02-19",null,"https://www.ospel.pl/sites/all/pliki/import/image/schematy/lacznik_podwojny_schodowy.jpg","https://www.ospel.pl/sites/all/pliki/import/image/podtynk/akcent/bialy/lp-9as_00.jpg","27.33.11.0","8536 50 07"]
[100,"ŁP-10AS/01          ","Łącznik podwójny schodowy z podświetleniem pomarańczowym",33.380000000000003,1,"szt","PLN","23%","",10,null,null,null,null,"5907577426484",null,null,"AKCENT",null,null,"",null,10,null,"https://www.ospel.pl/sites/all/pliki/import/image/podtynk/akcent/bezowy/lp-2a_01.jpg","https://www.ospel.pl/sites/all/pliki/import/image/rysunki/akcent/laczniki_6.jpg",null,"10AX/250~, IP-20 zaciski gwintowe","","",null,null,null,"BEŻOWY",null,"0,066 kg","82 mm","82 mm","23 mm",null,null,"2024-02-19",null,"https://www.ospel.pl/sites/all/pliki/import/image/schematy/lacznik_podwojny_schodowy.jpg","https://www.ospel.pl/sites/all/pliki/import/image/podtynk/akcent/bezowy/lp-2a_01.jpg","27.33.11.0","8536 50 07"]
[101,"ŁP-10AS/24          ","Łącznik podwójny schodowy z podświetleniem pomarańczowym",33.380000000000003,1,"szt","PLN","23%","",10,null,null,null,null,"5907577426477",null,null,"AKCENT",null,null,"",null,10,null,"https://www.ospel.pl/sites/all/pliki/import/image/podtynk/akcent/brazowy/lp-2a_24.jpg","https://www.ospel.pl/sites/all/pliki/import/image/rysunki/akcent/laczniki_6.jpg",null,"10AX/250~, IP-20 zaciski gwintowe","","",null,null,null,"BRĄZOWY",null,"0,066 kg","82 mm","82 mm","23 mm",null,null,"2024-02-19",null,"https://www.ospel.pl/sites/all/pliki/import/image/schematy/lacznik_podwojny_schodowy.jpg","https://www.ospel.pl/sites/all/pliki/import/image/podtynk/akcent/brazowy/lp-2a_24.jpg","27.33.11.0","8536 50 07"]
[102,"ŁP-1A/00            ","Łącznik jednobiegunowy ",12.76,1,"szt","PLN","23%","",10,null,null,null,null,"5907577410698",null,null,"AKCENT",null,null,"",null,10,null,"https://www.ospel.pl/sites/all/pliki/import/image/podtynk/akcent/bialy/lp-1a_00.jpg","https://www.ospel.pl/sites/all/pliki/import/image/rysunki/akcent/laczniki.jpg",null,"10AX/250~, IP-20 zaciski gwintowe","","",null,null,null,"BIAŁY",null,"0,0525 kg","82 mm","82 mm","23 mm",null,null,"2024-02-19",null,"https://www.ospel.pl/sites/all/pliki/import/image/schematy/lacznik_jednobiegunowy.jpg","https://www.ospel.pl/sites/all/pliki/import/image/podtynk/akcent/bialy/lp-1a_00.jpg","27.33.11.0","8536 50 07"]
[103,"ŁP-1A/01            ","Łącznik jednobiegunowy ",12.76,1,"szt","PLN","23%","",10,null,null,null,null,"5907577413323",null,null,"AKCENT",null,null,"",null,10,null,"https://www.ospel.pl/sites/all/pliki/import/image/podtynk/akcent/bezowy/lp-1a_01.jpg","https://www.ospel.pl/sites/all/pliki/import/image/rysunki/akcent/laczniki.jpg",null,"10AX/250~, IP-20 zaciski gwintowe","","",null,null,null,"BEŻOWY",null,"0,0525 kg","82 mm","82 mm","23 mm",null,null,"2024-02-19",null,"https://www.ospel.pl/sites/all/pliki/import/image/schematy/lacznik_jednobiegunowy.jpg","https://www.ospel.pl/sites/all/pliki/import/image/podtynk/akcent/bezowy/lp-1a_01.jpg","27.33.11.0","8536 50 07"]
[104,"ŁP-1A/24            ","Łącznik jednobiegunowy ",12.76,1,"szt","PLN","23%","",10,null,null,null,null,"5907577413682",null,null,"AKCENT",null,null,"",null,10,null,"https://www.ospel.pl/sites/all/pliki/import/image/podtynk/akcent/brazowy/lp-1a_24.jpg","https://www.ospel.pl/sites/all/pliki/import/image/rysunki/akcent/laczniki.jpg",null,"10AX/250~, IP-20 zaciski gwintowe","","",null,null,null,"BRĄZOWY",null,"0,0525 kg","82 mm","82 mm","23 mm",null,null,"2024-02-19",null,"https://www.ospel.pl/sites/all/pliki/import/image/schematy/lacznik_jednobiegunowy.jpg","https://www.ospel.pl/sites/all/pliki/import/image/podtynk/akcent/brazowy/lp-1a_24.jpg","27.33.11.0","8536 50 07"]
[105,"ŁP-1AS/00           ","Łącznik jednobiegunowy z podświetleniem pomarańczowym",18.77,1,"szt","PLN","23%","",10,null,null,null,null,"5907577410759",null,null,"AKCENT",null,null,"",null,10,null,"https://www.ospel.pl/sites/all/pliki/import/image/podtynk/akcent/bialy/lp-1as_00.jpg","https://www.ospel.pl/sites/all/pliki/import/image/rysunki/akcent/laczniki.jpg",null,"10AX/250~, IP-20 zaciski gwintowe","","",null,null,null,"BIAŁY",null,"0,0535 kg","82 mm","82 mm","23 mm",null,null,"2024-02-19",null,"","https://www.ospel.pl/sites/all/pliki/import/image/podtynk/akcent/bialy/lp-1as_00.jpg","27.33.11.0","8536 50 07"]
[106,"ŁP-1AS/01           ","Łącznik jednobiegunowy z podświetleniem pomarańczowym",18.77,1,"szt","PLN","23%","",10,null,null,null,null,"5907577413385",null,null,"AKCENT",null,null,"",null,10,null,"https://www.ospel.pl/sites/all/pliki/import/image/podtynk/akcent/bezowy/lp-1as_01.jpg","https://www.ospel.pl/sites/all/pliki/import/image/rysunki/akcent/laczniki.jpg",null,"10AX/250~, IP-20 zaciski gwintowe","","",null,null,null,"BEŻOWY",null,"0,0535 kg","82 mm","82 mm","23 mm",null,null,"2024-02-19",null,"","https://www.ospel.pl/sites/all/pliki/import/image/podtynk/akcent/bezowy/lp-1as_01.jpg","27.33.11.0","8536 50 07"]
[107,"ŁP-1AS/24           ","Łącznik jednobiegunowy z podświetleniem pomarańczowym",18.77,1,"szt","PLN","23%","",10,null,null,null,null,"5907577413743",null,null,"AKCENT",null,null,"",null,10,null,"https://www.ospel.pl/sites/all/pliki/import/image/podtynk/akcent/brazowy/lp-1as_24.jpg","https://www.ospel.pl/sites/all/pliki/import/image/rysunki/akcent/laczniki.jpg",null,"10AX/250~, IP-20 zaciski gwintowe","","",null,null,null,"BRĄZOWY",null,"0,0535 kg","82 mm","82 mm","23 mm",null,null,"2024-02-19",null,"","https://www.ospel.pl/sites/all/pliki/import/image/podtynk/akcent/brazowy/lp-1as_24.jpg","27.33.11.0","8536 50 07"]
[108,"ŁP-2A/00            ","Łącznik dwugrupowy świecznikowy ",15.45,1,"szt","PLN","23%","",10,null,null,null,null,"5907577410704",null,null,"AKCENT",null,null,"",null,10,null,"https://www.ospel.pl/sites/all/pliki/import/image/podtynk/akcent/bialy/lp-2a_00.jpg","https://www.ospel.pl/sites/all/pliki/import/image/rysunki/akcent/laczniki_6.jpg",null,"10AX/250~, IP-20 zaciski gwintowe","","",null,null,null,"BIAŁY",null,"0,055 kg","82 mm","82 mm","23 mm",null,null,"2024-02-19",null,"https://www.ospel.pl/sites/all/pliki/import/image/schematy/lacznik_swiecznikowy.jpg","https://www.ospel.pl/sites/all/pliki/import/image/podtynk/akcent/bialy/lp-2a_00.jpg","27.33.11.0","8536 50 07"]
[109,"ŁP-2A/01            ","Łącznik dwugrupowy świecznikowy ",15.45,1,"szt","PLN","23%","",10,null,null,null,null,"5907577413330",null,null,"AKCENT",null,null,"",null,10,null,"https://www.ospel.pl/sites/all/pliki/import/image/podtynk/akcent/bezowy/lp-2a_01.jpg","https://www.ospel.pl/sites/all/pliki/import/image/rysunki/akcent/laczniki_6.jpg",null,"10AX/250~, IP-20 zaciski gwintowe","","",null,null,null,"BEŻOWY",null,"0,055 kg","82 mm","82 mm","23 mm",null,null,"2024-02-19",null,"https://www.ospel.pl/sites/all/pliki/import/image/schematy/lacznik_swiecznikowy.jpg","https://www.ospel.pl/sites/all/pliki/import/image/podtynk/akcent/bezowy/lp-2a_01.jpg","27.33.11.0","8536 50 07"]
[110,"ŁP-2A/24            ","Łącznik dwugrupowy świecznikowy ",15.45,1,"szt","PLN","23%","",10,null,null,null,null,"5907577413699",null,null,"AKCENT",null,null,"",null,10,null,"https://www.ospel.pl/sites/all/pliki/import/image/podtynk/akcent/brazowy/lp-2a_24.jpg","https://www.ospel.pl/sites/all/pliki/import/image/rysunki/akcent/laczniki_6.jpg",null,"10AX/250~, IP-20 zaciski gwintowe","","",null,null,null,"BRĄZOWY",null,"0,055 kg","82 mm","82 mm","23 mm",null,null,"2024-02-19",null,"https://www.ospel.pl/sites/all/pliki/import/image/schematy/lacznik_swiecznikowy.jpg","https://www.ospel.pl/sites/all/pliki/import/image/podtynk/akcent/brazowy/lp-2a_24.jpg","27.33.11.0","8536 50 07"]
[111,"ŁP-2AS/00           ","Łącznik dwugrupowy świecznikowy z podświetleniem pomarańczowym",21.23,1,"szt","PLN","23%","",10,null,null,null,null,"5907577410766",null,null,"AKCENT",null,null,"",null,10,null,"https://www.ospel.pl/sites/all/pliki/import/image/podtynk/akcent/bialy/lp-2as_00.jpg","https://www.ospel.pl/sites/all/pliki/import/image/rysunki/akcent/laczniki_6.jpg",null,"10AX/250~, IP-20 zaciski gwintowe","","",null,null,null,"BIAŁY",null,"0,056 kg","82 mm","82 mm","23 mm",null,null,"2024-02-19",null,"https://www.ospel.pl/sites/all/pliki/import/image/schematy/lacznik_swiecznikowy_podswietlenie.jpg","https://www.ospel.pl/sites/all/pliki/import/image/podtynk/akcent/bialy/lp-2as_00.jpg","27.33.11.0","8536 50 07"]
[112,"ŁP-2AS/01           ","Łącznik dwugrupowy świecznikowy z podświetleniem pomarańczowym",21.23,1,"szt","PLN","23%","",10,null,null,null,null,"5907577413392",null,null,"AKCENT",null,null,"",null,10,null,"https://www.ospel.pl/sites/all/pliki/import/image/podtynk/akcent/bezowy/lp-2as_01.jpg","https://www.ospel.pl/sites/all/pliki/import/image/rysunki/akcent/laczniki_6.jpg",null,"10AX/250~, IP-20 zaciski gwintowe","","",null,null,null,"BEŻOWY",null,"0,056 kg","82 mm","82 mm","23 mm",null,null,"2024-02-19",null,"https://www.ospel.pl/sites/all/pliki/import/image/schematy/lacznik_swiecznikowy_podswietlenie.jpg","https://www.ospel.pl/sites/all/pliki/import/image/podtynk/akcent/bezowy/lp-2as_01.jpg","27.33.11.0","8536 50 07"]
[113,"ŁP-2AS/24           ","Łącznik dwugrupowy świecznikowy z podświetleniem pomarańczowym",21.23,1,"szt","PLN","23%","",10,null,null,null,null,"5907577413750",null,null,"AKCENT",null,null,"",null,10,null,"https://www.ospel.pl/sites/all/pliki/import/image/podtynk/akcent/brazowy/lp-2as_24.jpg","https://www.ospel.pl/sites/all/pliki/import/image/rysunki/akcent/laczniki_6.jpg",null,"10AX/250~, IP-20 zaciski gwintowe","","",null,null,null,"BRĄZOWY",null,"0,056 kg","82 mm","82 mm","23 mm",null,null,"2024-02-19",null,"https://www.ospel.pl/sites/all/pliki/import/image/schematy/lacznik_swiecznikowy_podswietlenie.jpg","https://www.ospel.pl/sites/all/pliki/import/image/podtynk/akcent/brazowy/lp-2as_24.jpg","27.33.11.0","8536 50 07"]
[114,"ŁP-3A/00            ","Łącznik schodowy ",15.84,1,"szt","PLN","23%","",10,null,null,null,null,"5907577410711",null,null,"AKCENT",null,null,"",null,10,null,"https://www.ospel.pl/sites/all/pliki/import/image/podtynk/akcent/bialy/lp-3a_00.jpg","https://www.ospel.pl/sites/all/pliki/import/image/rysunki/akcent/laczniki.jpg",null,"10AX/250~, IP-20 zaciski gwintowe","","",null,null,null,"BIAŁY",null,"0,0545 kg","82 mm","82 mm","23 mm",null,null,"2024-02-19",null,"https://www.ospel.pl/sites/all/pliki/import/image/schematy/laczniki_schodowe_wspolpraca.jpg","https://www.ospel.pl/sites/all/pliki/import/image/podtynk/akcent/bialy/lp-3a_00.jpg","27.33.11.0","8536 50 07"]
[115,"ŁP-3A/01            ","Łącznik schodowy ",15.84,1,"szt","PLN","23%","",10,null,null,null,null,"5907577413347",null,null,"AKCENT",null,null,"",null,10,null,"https://www.ospel.pl/sites/all/pliki/import/image/podtynk/akcent/bezowy/lp-3a_01.jpg","https://www.ospel.pl/sites/all/pliki/import/image/rysunki/akcent/laczniki.jpg",null,"10AX/250~, IP-20 zaciski gwintowe","","",null,null,null,"BEŻOWY",null,"0,0545 kg","82 mm","82 mm","23 mm",null,null,"2024-02-19",null,"https://www.ospel.pl/sites/all/pliki/import/image/schematy/laczniki_schodowe_wspolpraca.jpg","https://www.ospel.pl/sites/all/pliki/import/image/podtynk/akcent/bezowy/lp-3a_01.jpg","27.33.11.0","8536 50 07"]
[116,"ŁP-3A/24            ","Łącznik schodowy ",15.84,1,"szt","PLN","23%","",10,null,null,null,null,"5907577413705",null,null,"AKCENT",null,null,"",null,10,null,"https://www.ospel.pl/sites/all/pliki/import/image/podtynk/akcent/brazowy/lp-1a_24.jpg","https://www.ospel.pl/sites/all/pliki/import/image/rysunki/akcent/laczniki.jpg",null,"10AX/250~, IP-20 zaciski gwintowe","","",null,null,null,"BRĄZOWY",null,"0,0545 kg","82 mm","82 mm","23 mm",null,null,"2024-02-19",null,"https://www.ospel.pl/sites/all/pliki/import/image/schematy/laczniki_schodowe_wspolpraca.jpg","https://www.ospel.pl/sites/all/pliki/import/image/podtynk/akcent/brazowy/lp-1a_24.jpg","27.33.11.0","8536 50 07"]
[117,"ŁP-3AS/00           ","Łącznik schodowy z podświetleniem pomarańczowym",21.35,1,"szt","PLN","23%","",10,null,null,null,null,"5907577410773",null,null,"AKCENT",null,null,"",null,10,null,"https://www.ospel.pl/sites/all/pliki/import/image/podtynk/akcent/bialy/lp-3as_00.jpg","https://www.ospel.pl/sites/all/pliki/import/image/rysunki/akcent/laczniki.jpg",null,"10AX/250~, IP-20 zaciski gwintowe","","",null,null,null,"BIAŁY",null,"0,055 kg","82 mm","82 mm","23 mm",null,null,"2024-02-19",null,"https://www.ospel.pl/sites/all/pliki/import/image/schematy/laczniki_schodowe_wspolpraca.jpg","https://www.ospel.pl/sites/all/pliki/import/image/podtynk/akcent/bialy/lp-3as_00.jpg","27.33.11.0","8536 50 07"]
[118,"ŁP-3AS/01           ","Łącznik schodowy z podświetleniem pomarańczowym",21.35,1,"szt","PLN","23%","",10,null,null,null,null,"5907577413408",null,null,"AKCENT",null,null,"",null,10,null,"https://www.ospel.pl/sites/all/pliki/import/image/podtynk/akcent/bezowy/lp-3as_01.jpg","https://www.ospel.pl/sites/all/pliki/import/image/rysunki/akcent/laczniki.jpg",null,"10AX/250~, IP-20 zaciski gwintowe","","",null,null,null,"BEŻOWY",null,"0,055 kg","82 mm","82 mm","23 mm",null,null,"2024-02-19",null,"https://www.ospel.pl/sites/all/pliki/import/image/schematy/laczniki_schodowe_wspolpraca.jpg","https://www.ospel.pl/sites/all/pliki/import/image/podtynk/akcent/bezowy/lp-3as_01.jpg","27.33.11.0","8536 50 07"]
[119,"ŁP-3AS/24           ","Łącznik schodowy z podświetleniem pomarańczowym",21.35,1,"szt","PLN","23%","",10,null,null,null,null,"5907577413767",null,null,"AKCENT",null,null,"",null,10,null,"https://www.ospel.pl/sites/all/pliki/import/image/podtynk/akcent/brazowy/lp-1as_24.jpg","https://www.ospel.pl/sites/all/pliki/import/image/rysunki/akcent/laczniki.jpg",null,"10AX/250~, IP-20 zaciski gwintowe","","",null,null,null,"BRĄZOWY",null,"0,055 kg","82 mm","82 mm","23 mm",null,null,"2024-02-19",null,"https://www.ospel.pl/sites/all/pliki/import/image/schematy/laczniki_schodowe_wspolpraca.jpg","https://www.ospel.pl/sites/all/pliki/import/image/podtynk/akcent/brazowy/lp-1as_24.jpg","27.33.11.0","8536 50 07"]
[120,"ŁP-4A/00            ","Łącznik krzyżowy ",23.08,1,"szt","PLN","23%","",10,null,null,null,null,"5907577410728",null,null,"AKCENT",null,null,"",null,10,null,"https://www.ospel.pl/sites/all/pliki/import/image/podtynk/akcent/bialy/lp-4a_00.jpg","https://www.ospel.pl/sites/all/pliki/import/image/rysunki/akcent/laczniki.jpg",null,"10AX/250~, IP-20 zaciski gwintowe","","",null,null,null,"BIAŁY",null,"0,0585 kg","82 mm","82 mm","23 mm",null,null,"2024-02-19",null,"https://www.ospel.pl/sites/all/pliki/import/image/schematy/lacznik_krzyzowy_wspolpraca.jpg","https://www.ospel.pl/sites/all/pliki/import/image/podtynk/akcent/bialy/lp-4a_00.jpg","27.33.11.0","8536 50 07"]
[121,"ŁP-4A/01            ","Łącznik krzyżowy ",23.08,1,"szt","PLN","23%","",10,null,null,null,null,"5907577413354",null,null,"AKCENT",null,null,"",null,10,null,"https://www.ospel.pl/sites/all/pliki/import/image/podtynk/akcent/bezowy/lp-4a_01.jpg","https://www.ospel.pl/sites/all/pliki/import/image/rysunki/akcent/laczniki.jpg",null,"10AX/250~, IP-20 zaciski gwintowe","","",null,null,null,"BEŻOWY",null,"0,0585 kg","82 mm","82 mm","23 mm",null,null,"2024-02-19",null,"https://www.ospel.pl/sites/all/pliki/import/image/schematy/lacznik_krzyzowy_wspolpraca.jpg","https://www.ospel.pl/sites/all/pliki/import/image/podtynk/akcent/bezowy/lp-4a_01.jpg","27.33.11.0","8536 50 07"]
[122,"ŁP-4A/24            ","Łącznik krzyżowy ",23.08,1,"szt","PLN","23%","",10,null,null,null,null,"5907577413712",null,null,"AKCENT",null,null,"",null,10,null,"https://www.ospel.pl/sites/all/pliki/import/image/podtynk/akcent/brazowy/lp-1a_24.jpg","https://www.ospel.pl/sites/all/pliki/import/image/rysunki/akcent/laczniki.jpg",null,"10AX/250~, IP-20 zaciski gwintowe","","",null,null,null,"BRĄZOWY",null,"0,0585 kg","82 mm","82 mm","23 mm",null,null,"2024-02-19",null,"https://www.ospel.pl/sites/all/pliki/import/image/schematy/lacznik_krzyzowy_wspolpraca.jpg","https://www.ospel.pl/sites/all/pliki/import/image/podtynk/akcent/brazowy/lp-1a_24.jpg","27.33.11.0","8536 50 07"]
[123,"ŁP-4AS/00           ","Łącznik krzyżowy z podświetleniem pomarańczowym",27.86,1,"szt","PLN","23%","",10,null,null,null,null,"5907577410780",null,null,"AKCENT",null,null,"",null,10,null,"https://www.ospel.pl/sites/all/pliki/import/image/podtynk/akcent/bialy/lp-4as_00.jpg","https://www.ospel.pl/sites/all/pliki/import/image/rysunki/akcent/laczniki.jpg",null,"10AX/250~, IP-20 zaciski gwintowe","","",null,null,null,"BIAŁY",null,"0,0595 kg","82 mm","82 mm","23 mm",null,null,"2024-02-19",null,"https://www.ospel.pl/sites/all/pliki/import/image/schematy/lacznik_krzyzowy_wspolpraca.jpg","https://www.ospel.pl/sites/all/pliki/import/image/podtynk/akcent/bialy/lp-4as_00.jpg","27.33.11.0","8536 50 07"]
[124,"ŁP-4AS/01           ","Łącznik krzyżowy z podświetleniem pomarańczowym",27.86,1,"szt","PLN","23%","",10,null,null,null,null,"5907577413415",null,null,"AKCENT",null,null,"",null,10,null,"https://www.ospel.pl/sites/all/pliki/import/image/podtynk/akcent/bezowy/lp-4as_01.jpg","https://www.ospel.pl/sites/all/pliki/import/image/rysunki/akcent/laczniki.jpg",null,"10AX/250~, IP-20 zaciski gwintowe","","",null,null,null,"BEŻOWY",null,"0,0595 kg","82 mm","82 mm","23 mm",null,null,"2024-02-19",null,"https://www.ospel.pl/sites/all/pliki/import/image/schematy/lacznik_krzyzowy_wspolpraca.jpg","https://www.ospel.pl/sites/all/pliki/import/image/podtynk/akcent/bezowy/lp-4as_01.jpg","27.33.11.0","8536 50 07"]
[125,"ŁP-4AS/24           ","Łącznik krzyżowy z podświetleniem pomarańczowym",27.86,1,"szt","PLN","23%","",10,null,null,null,null,"5907577413774",null,null,"AKCENT",null,null,"",null,10,null,"https://www.ospel.pl/sites/all/pliki/import/image/podtynk/akcent/brazowy/lp-1as_24.jpg","https://www.ospel.pl/sites/all/pliki/import/image/rysunki/akcent/laczniki.jpg",null,"10AX/250~, IP-20 zaciski gwintowe","","",null,null,null,"BRĄZOWY",null,"0,0595 kg","82 mm","82 mm","23 mm",null,null,"2024-02-19",null,"https://www.ospel.pl/sites/all/pliki/import/image/schematy/lacznik_krzyzowy_wspolpraca.jpg","https://www.ospel.pl/sites/all/pliki/import/image/podtynk/akcent/brazowy/lp-1as_24.jpg","27.33.11.0","8536 50 07"]
[126,"ŁP-5A/00            ","Łącznik zwierny \"światło\" ",15.59,1,"szt","PLN","23%","",10,null,null,null,null,"5907577410735",null,null,"AKCENT",null,null,"",null,10,null,"https://www.ospel.pl/sites/all/pliki/import/image/podtynk/akcent/bialy/lp-5a_00.jpg","https://www.ospel.pl/sites/all/pliki/import/image/rysunki/akcent/laczniki.jpg",null,"10AX/250~, IP-20 zaciski gwintowe","","",null,null,null,"BIAŁY",null,"0,0525 kg","82 mm","82 mm","23 mm",null,null,"2024-02-19",null,"https://www.ospel.pl/sites/all/pliki/import/image/schematy/lacznik_zwierny_swiatlo.jpg","https://www.ospel.pl/sites/all/pliki/import/image/podtynk/akcent/bialy/lp-5a_00.jpg","27.33.11.0","8536 50 07"]
[127,"ŁP-5A/01            ","Łącznik zwierny \"światło\" ",15.59,1,"szt","PLN","23%","",10,null,null,null,null,"5907577413361",null,null,"AKCENT",null,null,"",null,10,null,"https://www.ospel.pl/sites/all/pliki/import/image/podtynk/akcent/bezowy/lp-5a_01.jpg","https://www.ospel.pl/sites/all/pliki/import/image/rysunki/akcent/laczniki.jpg",null,"10AX/250~, IP-20 zaciski gwintowe","","",null,null,null,"BEŻOWY",null,"0,0525 kg","82 mm","82 mm","23 mm",null,null,"2024-02-19",null,"https://www.ospel.pl/sites/all/pliki/import/image/schematy/lacznik_zwierny_swiatlo.jpg","https://www.ospel.pl/sites/all/pliki/import/image/podtynk/akcent/bezowy/lp-5a_01.jpg","27.33.11.0","8536 50 07"]
[128,"ŁP-5A/24            ","Łącznik zwierny \"światło\" ",15.59,1,"szt","PLN","23%","",10,null,null,null,null,"5907577413729",null,null,"AKCENT",null,null,"",null,10,null,"https://www.ospel.pl/sites/all/pliki/import/image/podtynk/akcent/brazowy/lp-1a_24.jpg","https://www.ospel.pl/sites/all/pliki/import/image/rysunki/akcent/laczniki.jpg",null,"10AX/250~, IP-20 zaciski gwintowe","","",null,null,null,"BRĄZOWY",null,"0,0525 kg","82 mm","82 mm","23 mm",null,null,"2024-02-19",null,"https://www.ospel.pl/sites/all/pliki/import/image/schematy/lacznik_zwierny_swiatlo.jpg","https://www.ospel.pl/sites/all/pliki/import/image/podtynk/akcent/brazowy/lp-1a_24.jpg","27.33.11.0","8536 50 07"]
[129,"ŁP-5AS/00           ","Łącznik zwierny \"światło\" z podświetleniem pomarańczowym",21.49,1,"szt","PLN","23%","",10,null,null,null,null,"5907577410797",null,null,"AKCENT",null,null,"",null,10,null,"https://www.ospel.pl/sites/all/pliki/import/image/podtynk/akcent/bialy/lp-5as_00.jpg","https://www.ospel.pl/sites/all/pliki/import/image/rysunki/akcent/laczniki.jpg",null,"10AX/250~, IP-20 zaciski gwintowe","","",null,null,null,"BIAŁY",null,"0,0535 kg","82 mm","82 mm","23 mm",null,null,"2024-02-19",null,"https://www.ospel.pl/sites/all/pliki/import/image/schematy/lacznik_zwierny_swiatlo_podswietlenie.jpg","https://www.ospel.pl/sites/all/pliki/import/image/podtynk/akcent/bialy/lp-5as_00.jpg","27.33.11.0","8536 50 07"]
[130,"ŁP-5AS/01           ","Łącznik zwierny \"światło\" z podświetleniem pomarańczowym",21.49,1,"szt","PLN","23%","",10,null,null,null,null,"5907577413422",null,null,"AKCENT",null,null,"",null,10,null,"https://www.ospel.pl/sites/all/pliki/import/image/podtynk/akcent/bezowy/lp-5as_01.jpg","https://www.ospel.pl/sites/all/pliki/import/image/rysunki/akcent/laczniki.jpg",null,"10AX/250~, IP-20 zaciski gwintowe","","",null,null,null,"BEŻOWY",null,"0,0535 kg","82 mm","82 mm","23 mm",null,null,"2024-02-19",null,"https://www.ospel.pl/sites/all/pliki/import/image/schematy/lacznik_zwierny_swiatlo_podswietlenie.jpg","https://www.ospel.pl/sites/all/pliki/import/image/podtynk/akcent/bezowy/lp-5as_01.jpg","27.33.11.0","8536 50 07"]
[131,"ŁP-5AS/24           ","Łącznik zwierny \"światło\" z podświetleniem pomarańczowym",21.49,1,"szt","PLN","23%","",10,null,null,null,null,"5907577413781",null,null,"AKCENT",null,null,"",null,10,null,"https://www.ospel.pl/sites/all/pliki/import/image/podtynk/akcent/brazowy/lp-1as_24.jpg","https://www.ospel.pl/sites/all/pliki/import/image/rysunki/akcent/laczniki.jpg",null,"10AX/250~, IP-20 zaciski gwintowe","","",null,null,null,"BRĄZOWY",null,"0,0535 kg","82 mm","82 mm","23 mm",null,null,"2024-02-19",null,"https://www.ospel.pl/sites/all/pliki/import/image/schematy/lacznik_zwierny_swiatlo_podswietlenie.jpg","https://www.ospel.pl/sites/all/pliki/import/image/podtynk/akcent/brazowy/lp-1as_24.jpg","27.33.11.0","8536 50 07"]
[132,"ŁP-6A/00            ","Łącznik zwierny \"dzwonek\" ",15.59,1,"szt","PLN","23%","",10,null,null,null,null,"5907577410742",null,null,"AKCENT",null,null,"",null,10,null,"https://www.ospel.pl/sites/all/pliki/import/image/podtynk/akcent/bialy/lp-6a_00.jpg","https://www.ospel.pl/sites/all/pliki/import/image/rysunki/akcent/laczniki.jpg",null,"10AX/250~, IP-20 zaciski gwintowe","","",null,null,null,"BIAŁY",null,"0,0525 kg","82 mm","82 mm","23 mm",null,null,"2024-02-19",null,"https://www.ospel.pl/sites/all/pliki/import/image/schematy/lacznik_zwierny_dzwonek.jpg","https://www.ospel.pl/sites/all/pliki/import/image/podtynk/akcent/bialy/lp-6a_00.jpg","27.33.11.0","8536 50 07"]
[133,"ŁP-6A/01            ","Łącznik zwierny \"dzwonek\" ",15.59,1,"szt","PLN","23%","",10,null,null,null,null,"5907577413378",null,null,"AKCENT",null,null,"",null,10,null,"https://www.ospel.pl/sites/all/pliki/import/image/podtynk/akcent/bezowy/lp-6a_01.jpg","https://www.ospel.pl/sites/all/pliki/import/image/rysunki/akcent/laczniki.jpg",null,"10AX/250~, IP-20 zaciski gwintowe","","",null,null,null,"BEŻOWY",null,"0,0525 kg","82 mm","82 mm","23 mm",null,null,"2024-02-19",null,"https://www.ospel.pl/sites/all/pliki/import/image/schematy/lacznik_zwierny_dzwonek.jpg","https://www.ospel.pl/sites/all/pliki/import/image/podtynk/akcent/bezowy/lp-6a_01.jpg","27.33.11.0","8536 50 07"]
[134,"ŁP-6A/24            ","Łącznik zwierny \"dzwonek\" ",15.59,1,"szt","PLN","23%","",10,null,null,null,null,"5907577413736",null,null,"AKCENT",null,null,"",null,10,null,"https://www.ospel.pl/sites/all/pliki/import/image/podtynk/akcent/brazowy/lp-1a_24.jpg","https://www.ospel.pl/sites/all/pliki/import/image/rysunki/akcent/laczniki.jpg",null,"10AX/250~, IP-20 zaciski gwintowe","","",null,null,null,"BRĄZOWY",null,"0,0525 kg","82 mm","82 mm","23 mm",null,null,"2024-02-19",null,"https://www.ospel.pl/sites/all/pliki/import/image/schematy/lacznik_zwierny_dzwonek.jpg","https://www.ospel.pl/sites/all/pliki/import/image/podtynk/akcent/brazowy/lp-1a_24.jpg","27.33.11.0","8536 50 07"]
[135,"ŁP-6AS/00           ","Łącznik zwierny \"dzwonek\" z podświetleniem pomarańczowym",21.49,1,"szt","PLN","23%","",10,null,null,null,null,"5907577410803",null,null,"AKCENT",null,null,"",null,10,null,"https://www.ospel.pl/sites/all/pliki/import/image/podtynk/akcent/bialy/lp-6as_00.jpg","https://www.ospel.pl/sites/all/pliki/import/image/rysunki/akcent/laczniki.jpg",null,"10AX/250~, IP-20 zaciski gwintowe","","",null,null,null,"BIAŁY",null,"0,0535 kg","82 mm","82 mm","23 mm",null,null,"2024-02-19",null,"https://www.ospel.pl/sites/all/pliki/import/image/schematy/lacznik_zwierny_dzwonek_podswietlenie.jpg","https://www.ospel.pl/sites/all/pliki/import/image/podtynk/akcent/bialy/lp-6as_00.jpg","27.33.11.0","8536 50 07"]
[136,"ŁP-6AS/01           ","Łącznik zwierny \"dzwonek\" z podświetleniem pomarańczowym",21.49,1,"szt","PLN","23%","",10,null,null,null,null,"5907577413439",null,null,"AKCENT",null,null,"",null,10,null,"https://www.ospel.pl/sites/all/pliki/import/image/podtynk/akcent/bezowy/lp-6as_01.jpg","https://www.ospel.pl/sites/all/pliki/import/image/rysunki/akcent/laczniki.jpg",null,"10AX/250~, IP-20 zaciski gwintowe","","",null,null,null,"BEŻOWY",null,"0,0535 kg","82 mm","82 mm","23 mm",null,null,"2024-02-19",null,"https://www.ospel.pl/sites/all/pliki/import/image/schematy/lacznik_zwierny_dzwonek_podswietlenie.jpg","https://www.ospel.pl/sites/all/pliki/import/image/podtynk/akcent/bezowy/lp-6as_01.jpg","27.33.11.0","8536 50 07"]
[137,"ŁP-6AS/24           ","Łącznik zwierny \"dzwonek\" z podświetleniem pomarańczowym",21.49,1,"szt","PLN","23%","",10,null,null,null,null,"5907577413798",null,null,"AKCENT",null,null,"",null,10,null,"https://www.ospel.pl/sites/all/pliki/import/image/podtynk/akcent/brazowy/lp-1as_24.jpg","https://www.ospel.pl/sites/all/pliki/import/image/rysunki/akcent/laczniki.jpg",null,"10AX/250~, IP-20 zaciski gwintowe","","",null,null,null,"BRĄZOWY",null,"0,0535 kg","82 mm","82 mm","23 mm",null,null,"2024-02-19",null,"https://www.ospel.pl/sites/all/pliki/import/image/schematy/lacznik_zwierny_dzwonek_podswietlenie.jpg","https://www.ospel.pl/sites/all/pliki/import/image/podtynk/akcent/brazowy/lp-1as_24.jpg","27.33.11.0","8536 50 07"]
[138,"ŁP-7A/00            ","Łącznik żaluzjowy, zwierny ",23.08,1,"szt","PLN","23%","",10,null,null,null,null,"5907577426675",null,null,"AKCENT",null,null,"",null,10,null,"https://www.ospel.pl/sites/all/pliki/import/image/podtynk/akcent/bialy/lp-7a_00.jpg","https://www.ospel.pl/sites/all/pliki/import/image/rysunki/akcent/laczniki_6.jpg",null,"10AX/250~, IP-20 zaciski gwintowe","","",null,null,null,"BIAŁY",null,"0,0575 kg","82 mm","82 mm","23 mm",null,null,"2024-02-19",null,"","https://www.ospel.pl/sites/all/pliki/import/image/podtynk/akcent/bialy/lp-7a_00.jpg","27.33.11.0","8536 50 07"]
[139,"ŁP-7A/01            ","Łącznik żaluzjowy, zwierny ",23.08,1,"szt","PLN","23%","",10,null,null,null,null,"5907577430054",null,null,"AKCENT",null,null,"",null,10,null,"https://www.ospel.pl/sites/all/pliki/import/image/podtynk/akcent/bezowy/lp-7a_01.jpg","https://www.ospel.pl/sites/all/pliki/import/image/rysunki/akcent/laczniki_6.jpg",null,"10AX/250~, IP-20 zaciski gwintowe","","",null,null,null,"BEŻOWY",null,"0,0575 kg","82 mm","82 mm","23 mm",null,null,"2024-02-19",null,"","https://www.ospel.pl/sites/all/pliki/import/image/podtynk/akcent/bezowy/lp-7a_01.jpg","27.33.11.0","8536 50 07"]
[140,"ŁP-7A/24            ","Łącznik żaluzjowy, zwierny ",23.08,1,"szt","PLN","23%","",10,null,null,null,null,"5907577432744",null,null,"AKCENT",null,null,"",null,10,null,"https://www.ospel.pl/sites/all/pliki/import/image/podtynk/akcent/brazowy/lp-7a_24.jpg","https://www.ospel.pl/sites/all/pliki/import/image/rysunki/akcent/laczniki_6.jpg",null,"10AX/250~, IP-20 zaciski gwintowe","","",null,null,null,"BRĄZOWY",null,"0,0575 kg","82 mm","82 mm","23 mm",null,null,"2024-02-19",null,"","https://www.ospel.pl/sites/all/pliki/import/image/podtynk/akcent/brazowy/lp-7a_24.jpg","27.33.11.0","8536 50 07"]
[141,"ŁP-7AS/00           ","Łącznik żaluzjowy, zwierny, z podświetleniem pomarańczowym",27.23,1,"szt","PLN","23%","",10,null,null,null,null,"5907577426682",null,null,"AKCENT",null,null,"",null,10,null,"https://www.ospel.pl/sites/all/pliki/import/image/podtynk/akcent/bialy/lp-7as_00.jpg","https://www.ospel.pl/sites/all/pliki/import/image/rysunki/akcent/laczniki_6.jpg",null,"10AX/250~, IP-20 zaciski gwintowe","","",null,null,null,"BIAŁY",null,"0,0585 kg","82 mm","82 mm","23 mm",null,null,"2024-02-19",null,"https://www.ospel.pl/sites/all/pliki/import/image/schematy/lacznik_zaluzjowy_podswietlenie.jpg","https://www.ospel.pl/sites/all/pliki/import/image/podtynk/akcent/bialy/lp-7as_00.jpg","27.33.11.0","8536 50 07"]
[142,"ŁP-7AS/01           ","Łącznik żaluzjowy, zwierny, z podświetleniem pomarańczowym",27.23,1,"szt","PLN","23%","",10,null,null,null,null,"5907577430061",null,null,"AKCENT",null,null,"",null,10,null,"https://www.ospel.pl/sites/all/pliki/import/image/podtynk/akcent/bezowy/lp-7as_01.jpg","https://www.ospel.pl/sites/all/pliki/import/image/rysunki/akcent/laczniki_6.jpg",null,"10AX/250~, IP-20 zaciski gwintowe","","",null,null,null,"BEŻOWY",null,"0,0585 kg","82 mm","82 mm","23 mm",null,null,"2024-02-19",null,"https://www.ospel.pl/sites/all/pliki/import/image/schematy/lacznik_zaluzjowy_podswietlenie.jpg","https://www.ospel.pl/sites/all/pliki/import/image/podtynk/akcent/bezowy/lp-7as_01.jpg","27.33.11.0","8536 50 07"]
[143,"ŁP-7AS/24           ","Łącznik żaluzjowy, zwierny, z podświetleniem pomarańczowym",27.23,1,"szt","PLN","23%","",10,null,null,null,null,"5907577432737",null,null,"AKCENT",null,null,"",null,10,null,"https://www.ospel.pl/sites/all/pliki/import/image/podtynk/akcent/brazowy/lp-7as_24.jpg","https://www.ospel.pl/sites/all/pliki/import/image/rysunki/akcent/laczniki_6.jpg",null,"10AX/250~, IP-20 zaciski gwintowe","","",null,null,null,"BRĄZOWY",null,"0,0585 kg","82 mm","82 mm","23 mm",null,null,"2024-02-19",null,"https://www.ospel.pl/sites/all/pliki/import/image/schematy/lacznik_zaluzjowy_podswietlenie.jpg","https://www.ospel.pl/sites/all/pliki/import/image/podtynk/akcent/brazowy/lp-7as_24.jpg","27.33.11.0","8536 50 07"]
[144,"ŁP-9A/00            ","Łącznik schodowy + jednobiegunowy ",24.67,1,"szt","PLN","23%","",10,null,null,null,null,"5907577426347",null,null,"AKCENT",null,null,"",null,10,null,"https://www.ospel.pl/sites/all/pliki/import/image/podtynk/akcent/bialy/lp-2a_00.jpg","https://www.ospel.pl/sites/all/pliki/import/image/rysunki/akcent/laczniki_6.jpg",null,"10AX/250~, IP-20 zaciski gwintowe","","",null,null,null,"BIAŁY",null,"0,07 kg","82 mm","82 mm","23 mm",null,null,"2024-02-19",null,"https://www.ospel.pl/sites/all/pliki/import/image/schematy/lacznik_zintegrowany_lacznik_schodowy_wspolpraca.jpg","https://www.ospel.pl/sites/all/pliki/import/image/podtynk/akcent/bialy/lp-2a_00.jpg","27.33.11.0","8536 50 07"]
[145,"ŁP-9A/01            ","Łącznik schodowy + jednobiegunowy ",24.67,1,"szt","PLN","23%","",10,null,null,null,null,"5907577426361",null,null,"AKCENT",null,null,"",null,10,null,"https://www.ospel.pl/sites/all/pliki/import/image/podtynk/akcent/bezowy/lp-2a_01.jpg","https://www.ospel.pl/sites/all/pliki/import/image/rysunki/akcent/laczniki_6.jpg",null,"10AX/250~, IP-20 zaciski gwintowe","","",null,null,null,"BEŻOWY",null,"0,07 kg","82 mm","82 mm","23 mm",null,null,"2024-02-19",null,"https://www.ospel.pl/sites/all/pliki/import/image/schematy/lacznik_zintegrowany_lacznik_schodowy_wspolpraca.jpg","https://www.ospel.pl/sites/all/pliki/import/image/podtynk/akcent/bezowy/lp-2a_01.jpg","27.33.11.0","8536 50 07"]
[146,"ŁP-9A/24            ","Łącznik schodowy + jednobiegunowy ",24.67,1,"szt","PLN","23%","",10,null,null,null,null,"5907577426354",null,null,"AKCENT",null,null,"",null,10,null,"https://www.ospel.pl/sites/all/pliki/import/image/podtynk/akcent/brazowy/lp-2a_24.jpg","https://www.ospel.pl/sites/all/pliki/import/image/rysunki/akcent/laczniki_6.jpg",null,"10AX/250~, IP-20 zaciski gwintowe","","",null,null,null,"BRĄZOWY",null,"0,07 kg","82 mm","82 mm","23 mm",null,null,"2024-02-19",null,"https://www.ospel.pl/sites/all/pliki/import/image/schematy/lacznik_zintegrowany_lacznik_schodowy_wspolpraca.jpg","https://www.ospel.pl/sites/all/pliki/import/image/podtynk/akcent/brazowy/lp-2a_24.jpg","27.33.11.0","8536 50 07"]
[147,"ŁP-9AS/00           ","Łącznik schodowy + jednobiegunowy z podświetleniem pomarańczowym",30.07,1,"szt","PLN","23%","",10,null,null,null,null,"5907577426385",null,null,"AKCENT",null,null,"",null,10,null,"https://www.ospel.pl/sites/all/pliki/import/image/podtynk/akcent/bialy/lp-9as_00.jpg","https://www.ospel.pl/sites/all/pliki/import/image/rysunki/akcent/laczniki_6.jpg",null,"10AX/250~, IP-20 zaciski gwintowe","","",null,null,null,"BIAŁY",null,"0,071 kg","82 mm","82 mm","23 mm",null,null,"2024-02-19",null,"https://www.ospel.pl/sites/all/pliki/import/image/schematy/laczniki_zintegrowane_podwojny_pojedynczy.jpg","https://www.ospel.pl/sites/all/pliki/import/image/podtynk/akcent/bialy/lp-9as_00.jpg","27.33.11.0","8536 50 07"]
[148,"ŁP-9AS/01           ","Łącznik schodowy + jednobiegunowy z podświetleniem pomarańczowym",30.07,1,"szt","PLN","23%","",10,null,null,null,null,"5907577426408",null,null,"AKCENT",null,null,"",null,10,null,"https://www.ospel.pl/sites/all/pliki/import/image/podtynk/akcent/bezowy/lp-2a_01.jpg","https://www.ospel.pl/sites/all/pliki/import/image/rysunki/akcent/laczniki_6.jpg",null,"10AX/250~, IP-20 zaciski gwintowe","","",null,null,null,"BEŻOWY",null,"0,071 kg","82 mm","82 mm","23 mm",null,null,"2024-02-19",null,"https://www.ospel.pl/sites/all/pliki/import/image/schematy/laczniki_zintegrowane_podwojny_pojedynczy.jpg","https://www.ospel.pl/sites/all/pliki/import/image/podtynk/akcent/bezowy/lp-2a_01.jpg","27.33.11.0","8536 50 07"]
[149,"ŁP-9AS/24           ","Łącznik schodowy + jednobiegunowy z podświetleniem pomarańczowym",30.07,1,"szt","PLN","23%","",10,null,null,null,null,"5907577426392",null,null,"AKCENT",null,null,"",null,10,null,"https://www.ospel.pl/sites/all/pliki/import/image/podtynk/akcent/brazowy/lp-2a_24.jpg","https://www.ospel.pl/sites/all/pliki/import/image/rysunki/akcent/laczniki_6.jpg",null,"10AX/250~, IP-20 zaciski gwintowe","","",null,null,null,"BRĄZOWY",null,"0,071 kg","82 mm","82 mm","23 mm",null,null,"2024-02-19",null,"https://www.ospel.pl/sites/all/pliki/import/image/schematy/laczniki_zintegrowane_podwojny_pojedynczy.jpg","https://www.ospel.pl/sites/all/pliki/import/image/podtynk/akcent/brazowy/lp-2a_24.jpg","27.33.11.0","8536 50 07"]
[150,"PNP-A/00            ","Puszka instalacyjna do łączników serii AKCENT",7.37,1,"szt","PLN","23%","",10,null,null,null,null,"5907577426538",null,null,"AKCENT",null,null,"",null,10,null,"https://www.ospel.pl/sites/all/pliki/import/image/podtynk/akcent/bialy/pnp-a_00.jpg","https://www.ospel.pl/sites/all/pliki/import/image/rysunki/akcent/puszki.pdf",null,"Wysokość 26,5mm","","",null,null,null,"BIAŁY",null,"0,0315 kg","82 mm","82 mm","",null,null,"2024-02-19",null,"","https://www.ospel.pl/sites/all/pliki/import/image/podtynk/akcent/bialy/pnp-a_00.jpg","27.33.13.0","8536 90 01"]
[151,"PNP-A/01            ","Puszka instalacyjna do łączników serii AKCENT",7.37,1,"szt","PLN","23%","",10,null,null,null,null,"5907577430603",null,null,"AKCENT",null,null,"",null,10,null,"https://www.ospel.pl/sites/all/pliki/import/image/podtynk/akcent/bezowy/pnp-a_01.jpg","https://www.ospel.pl/sites/all/pliki/import/image/rysunki/akcent/puszki.pdf",null,"Wysokość 26,5mm","","",null,null,null,"BEŻOWY",null,"0,0315 kg","82 mm","82 mm","",null,null,"2024-02-19",null,"","https://www.ospel.pl/sites/all/pliki/import/image/podtynk/akcent/bezowy/pnp-a_01.jpg","27.33.13.0","8536 90 01"]
[152,"PNP-A/24            ","Puszka instalacyjna do łączników serii AKCENT",7.37,1,"szt","PLN","23%","",10,null,null,null,null,"5907577427078",null,null,"AKCENT",null,null,"",null,10,null,"https://www.ospel.pl/sites/all/pliki/import/image/podtynk/akcent/brazowy/pnp-a_24.jpg","https://www.ospel.pl/sites/all/pliki/import/image/rysunki/akcent/puszki.pdf",null,"Wysokość 26,5mm","","",null,null,null,"BRĄZOWY",null,"0,0315 kg","82 mm","82 mm","",null,null,"2024-02-19",null,"","https://www.ospel.pl/sites/all/pliki/import/image/podtynk/akcent/brazowy/pnp-a_24.jpg","27.33.13.0","8536 90 01"]
[153,"PNP-AG/00           ","Puszka instalacyjna do gniazd serii AKCENT",7.85,1,"szt","PLN","23%","",10,null,null,null,null,"5907577426545",null,null,"AKCENT",null,null,"",null,10,null,"https://www.ospel.pl/sites/all/pliki/import/image/podtynk/akcent/bialy/pnp-ag_00.jpg","https://www.ospel.pl/sites/all/pliki/import/image/rysunki/akcent/puszki.pdf",null,"Wysokość 36,5mm","","",null,null,null,"BIAŁY",null,"0,0455 kg","82 mm","82 mm","",null,null,"2024-02-19",null,"","https://www.ospel.pl/sites/all/pliki/import/image/podtynk/akcent/bialy/pnp-ag_00.jpg","27.33.13.0","8536 90 01"]
[154,"PNP-AG/01           ","Puszka instalacyjna do gniazd serii AKCENT",7.85,1,"szt","PLN","23%","",10,null,null,null,null,"5907577430573",null,null,"AKCENT",null,null,"",null,10,null,"https://www.ospel.pl/sites/all/pliki/import/image/podtynk/akcent/bezowy/pnp-ag_01.jpg","https://www.ospel.pl/sites/all/pliki/import/image/rysunki/akcent/puszki.pdf",null,"Wysokość 36,5mm","","",null,null,null,"BEŻOWY",null,"0,0455 kg","82 mm","82 mm","",null,null,"2024-02-19",null,"","https://www.ospel.pl/sites/all/pliki/import/image/podtynk/akcent/bezowy/pnp-ag_01.jpg","27.33.13.0","8536 90 01"]
[155,"PNP-AG/24           ","Puszka instalacyjna do gniazd serii AKCENT",7.85,1,"szt","PLN","23%","",10,null,null,null,null,"5907577427085",null,null,"AKCENT",null,null,"",null,10,null,"https://www.ospel.pl/sites/all/pliki/import/image/podtynk/akcent/brazowy/pnp-ag_24.jpg","https://www.ospel.pl/sites/all/pliki/import/image/rysunki/akcent/puszki.pdf",null,"Wysokość 36,5mm","","",null,null,null,"BRĄZOWY",null,"0,0455 kg","82 mm","82 mm","",null,null,"2024-02-19",null,"","https://www.ospel.pl/sites/all/pliki/import/image/podtynk/akcent/brazowy/pnp-ag_24.jpg","27.33.13.0","8536 90 01"]
[156,"AP45-1U/m/00        ","Adapter podtynkowy systemu OSPEL 45 do serii Aria",11.66,1,"szt","PLN","23%","",10,null,null,null,null,"5907577482954",null,null,"ARIA",null,null,"",null,10,null,"https://www.ospel.pl/sites/all/pliki/import/image/podtynk/aria/bialy/ap45-1u_m_00.jpg","",null,"","","",null,null,null,"BIAŁY",null,"","75 mm","75 mm","20 mm",null,null,"2024-02-19",null,"","https://www.ospel.pl/sites/all/pliki/import/image/podtynk/aria/bialy/ap45-1u_m_00.jpg","26.40.52.0","8536 90 01"]
[157,"AP45-1U/m/18        ","Adapter podtynkowy systemu OSPEL 45 do serii Aria",14.48,1,"szt","PLN","23%","",10,null,null,null,null,"5907577483906",null,null,"ARIA",null,null,"",null,10,null,"https://www.ospel.pl/sites/all/pliki/import/image/podtynk/aria/srebro/ap45-1u_m_18.jpg","",null,"","","",null,null,null,"SREBRO",null,"","75 mm","75 mm","20 mm",null,null,"2024-02-19",null,"","https://www.ospel.pl/sites/all/pliki/import/image/podtynk/aria/srebro/ap45-1u_m_18.jpg","26.40.52.0","8536 90 01"]
[158,"AP45-1U/m/27        ","Adapter podtynkowy systemu OSPEL 45 do serii Aria",11.66,1,"szt","PLN","23%","",10,null,null,null,null,"5907577492656",null,null,"ARIA",null,null,"",null,10,null,"https://www.ospel.pl/sites/all/pliki/import/image/podtynk/aria/ecru/ap45-1u_m_27.jpg","",null,"","","",null,null,null,"ECRU",null,"","75 mm","75 mm","20 mm",null,null,"2024-02-19",null,"","https://www.ospel.pl/sites/all/pliki/import/image/podtynk/aria/ecru/ap45-1u_m_27.jpg","26.40.52.0","8536 90 01"]
[159,"AP45-1U/m/33        ","Adapter podtynkowy systemu OSPEL 45 do serii Aria",14.48,1,"szt","PLN","23%","",10,null,null,null,null,"5907577484798",null,null,"ARIA",null,null,"",null,10,null,"https://www.ospel.pl/sites/all/pliki/import/image/podtynk/aria/czarny/ap45-1u_m_33.jpg","",null,"","","",null,null,null,"CZARNY METALIK",null,"","75 mm","75 mm","20 mm",null,null,"2024-02-19",null,"","https://www.ospel.pl/sites/all/pliki/import/image/podtynk/aria/czarny/ap45-1u_m_33.jpg","26.40.52.0","8536 90 01"]
[160,"AP45-1U/m/70        ","Adapter podtynkowy systemu OSPEL 45 do serii Aria",14.48,1,"szt","PLN","23%","",10,null,null,null,null,"5907577485689",null,null,"ARIA",null,null,"",null,10,null,"https://www.ospel.pl/sites/all/pliki/import/image/podtynk/aria/szary_mat/ap45-1u_m_70.jpg","",null,"","","",null,null,null,"SZARY MAT",null,"","75 mm","75 mm","20 mm",null,null,"2024-02-19",null,"","https://www.ospel.pl/sites/all/pliki/import/image/podtynk/aria/szary_mat/ap45-1u_m_70.jpg","26.40.52.0","8536 90 01"]
[161,"GG-1U/m/00          ","Gniazdo głośnikowe pojedyncze ",30.1,1,"szt","PLN","23%","",10,null,null,null,null,"5907577482664",null,null,"ARIA",null,null,"",null,10,null,"https://www.ospel.pl/sites/all/pliki/import/image/podtynk/aria/bialy/gg-1u_m_00.jpg","",null,"Przyłączalność przewodów 0,75mm2","","",null,null,null,"BIAŁY",null,"0,057 kg","71 mm","71 mm","22 mm",null,null,"2024-02-19",null,"","https://www.ospel.pl/sites/all/pliki/import/image/podtynk/aria/bialy/gg-1u_m_00.jpg","26.40.52.0","8517 18 00"]
[162,"GG-1U/m/18          ","Gniazdo głośnikowe pojedyncze ",38.090000000000003,1,"szt","PLN","23%","",4,null,null,null,null,"5907577483623",null,null,"ARIA",null,null,"",null,4,null,"https://www.ospel.pl/sites/all/pliki/import/image/podtynk/aria/srebro/gg-1u_m_18.jpg","",null,"Przyłączalność przewodów 0,75mm2","","",null,null,null,"SREBRO",null,"0,057 kg","71 mm","71 mm","22 mm",null,null,"2024-02-19",null,"","https://www.ospel.pl/sites/all/pliki/import/image/podtynk/aria/srebro/gg-1u_m_18.jpg","26.40.52.0","8517 18 00"]
[163,"GG-1U/m/27          ","Gniazdo głośnikowe pojedyncze ",30.1,1,"szt","PLN","23%","",10,null,null,null,null,"5907577492373",null,null,"ARIA",null,null,"",null,10,null,"https://www.ospel.pl/sites/all/pliki/import/image/podtynk/aria/ecru/gg-1u_m_27.jpg","",null,"Przyłączalność przewodów 0,75mm2","","",null,null,null,"ECRU",null,"0,057 kg","71 mm","71 mm","22 mm",null,null,"2024-02-19",null,"","https://www.ospel.pl/sites/all/pliki/import/image/podtynk/aria/ecru/gg-1u_m_27.jpg","26.40.52.0","8517 18 00"]
[164,"GG-1U/m/33          ","Gniazdo głośnikowe pojedyncze ",38.090000000000003,1,"szt","PLN","23%","",4,null,null,null,null,"5907577484514",null,null,"ARIA",null,null,"",null,4,null,"https://www.ospel.pl/sites/all/pliki/import/image/podtynk/aria/czarny/gg-1u_m_33.jpg","",null,"Przyłączalność przewodów 0,75mm2","","",null,null,null,"CZARNY METALIK",null,"0,057 kg","71 mm","71 mm","22 mm",null,null,"2024-02-19",null,"","https://www.ospel.pl/sites/all/pliki/import/image/podtynk/aria/czarny/gg-1u_m_33.jpg","26.40.52.0","8517 18 00"]
[165,"GG-1U/m/70          ","Gniazdo głośnikowe pojedyncze ",38.090000000000003,1,"szt","PLN","23%","",4,null,null,null,null,"5907577485405",null,null,"ARIA",null,null,"",null,4,null,"https://www.ospel.pl/sites/all/pliki/import/image/podtynk/aria/szary_mat/gg-1u_m_70.jpg","",null,"Przyłączalność przewodów 0,75mm2","","",null,null,null,"SZARY MAT",null,"0,057 kg","71 mm","71 mm","22 mm",null,null,"2024-02-19",null,"","https://www.ospel.pl/sites/all/pliki/import/image/podtynk/aria/szary_mat/gg-1u_m_70.jpg","26.40.52.0","8517 18 00"]
[166,"GG-2U/m/00          ","Gniazdo głośnikowe podwójne ",40.520000000000003,1,"szt","PLN","23%","",10,null,null,null,null,"5907577482671",null,null,"ARIA",null,null,"",null,10,null,"https://www.ospel.pl/sites/all/pliki/import/image/podtynk/aria/bialy/gg-2u_m_00.jpg","",null,"Przyłączalność przewodów 0,75mm2","","",null,null,null,"BIAŁY",null,"0,061 kg","71 mm","71 mm","22 mm",null,null,"2024-02-19",null,"","https://www.ospel.pl/sites/all/pliki/import/image/podtynk/aria/bialy/gg-2u_m_00.jpg","26.40.52.0","8517 18 00"]
[167,"GG-2U/m/18          ","Gniazdo głośnikowe podwójne ",49.2,1,"szt","PLN","23%","",4,null,null,null,null,"5907577483630",null,null,"ARIA",null,null,"",null,4,null,"https://www.ospel.pl/sites/all/pliki/import/image/podtynk/aria/srebro/gg-2u_m_18.jpg","",null,"Przyłączalność przewodów 0,75mm2","","",null,null,null,"SREBRO",null,"0,061 kg","71 mm","71 mm","22 mm",null,null,"2024-02-19",null,"","https://www.ospel.pl/sites/all/pliki/import/image/podtynk/aria/srebro/gg-2u_m_18.jpg","26.40.52.0","8517 18 00"]
[168,"GG-2U/m/27          ","Gniazdo głośnikowe podwójne ",40.520000000000003,1,"szt","PLN","23%","",10,null,null,null,null,"5907577492380",null,null,"ARIA",null,null,"",null,10,null,"https://www.ospel.pl/sites/all/pliki/import/image/podtynk/aria/ecru/gg-2u_m_27.jpg","",null,"Przyłączalność przewodów 0,75mm2","","",null,null,null,"ECRU",null,"0,061 kg","71 mm","71 mm","22 mm",null,null,"2024-02-19",null,"","https://www.ospel.pl/sites/all/pliki/import/image/podtynk/aria/ecru/gg-2u_m_27.jpg","26.40.52.0","8517 18 00"]
[169,"GG-2U/m/33          ","Gniazdo głośnikowe podwójne ",49.2,1,"szt","PLN","23%","",4,null,null,null,null,"5907577484521",null,null,"ARIA",null,null,"",null,4,null,"https://www.ospel.pl/sites/all/pliki/import/image/podtynk/aria/czarny/gg-2u_m_33.jpg","",null,"Przyłączalność przewodów 0,75mm2","","",null,null,null,"CZARNY METALIK",null,"0,061 kg","71 mm","71 mm","22 mm",null,null,"2024-02-19",null,"","https://www.ospel.pl/sites/all/pliki/import/image/podtynk/aria/czarny/gg-2u_m_33.jpg","26.40.52.0","8517 18 00"]
[170,"GG-2U/m/70          ","Gniazdo głośnikowe podwójne ",49.2,1,"szt","PLN","23%","",4,null,null,null,null,"5907577485412",null,null,"ARIA",null,null,"",null,4,null,"https://www.ospel.pl/sites/all/pliki/import/image/podtynk/aria/szary_mat/gg-2u_m_70.jpg","",null,"Przyłączalność przewodów 0,75mm2","","",null,null,null,"SZARY MAT",null,"0,061 kg","71 mm","71 mm","22 mm",null,null,"2024-02-19",null,"","https://www.ospel.pl/sites/all/pliki/import/image/podtynk/aria/szary_mat/gg-2u_m_70.jpg","26.40.52.0","8517 18 00"]
[171,"GGN-1U/m/00         ","Gniazdo głośnikowe pojedyncze ",36.81,1,"szt","PLN","23%","",10,null,null,null,null,"5907577482688",null,null,"ARIA",null,null,"",null,10,null,"https://www.ospel.pl/sites/all/pliki/import/image/podtynk/aria/bialy/ggn-1u_m_00.jpg","",null,"Przyłączalność przewodów 6mm2","","",null,null,null,"BIAŁY",null,"","71 mm","71 mm","22 mm",null,null,"2024-02-19",null,"","https://www.ospel.pl/sites/all/pliki/import/image/podtynk/aria/bialy/ggn-1u_m_00.jpg","26.40.52.0","8517 18 00"]
[172,"GGN-1U/m/18         ","Gniazdo głośnikowe pojedyncze ",39.94,1,"szt","PLN","23%","",4,null,null,null,null,"5907577483647",null,null,"ARIA",null,null,"",null,4,null,"https://www.ospel.pl/sites/all/pliki/import/image/podtynk/aria/srebro/ggn-1u_m_18.jpg","",null,"Przyłączalność przewodów 6mm2","","",null,null,null,"SREBRO",null,"","71 mm","71 mm","22 mm",null,null,"2024-02-19",null,"","https://www.ospel.pl/sites/all/pliki/import/image/podtynk/aria/srebro/ggn-1u_m_18.jpg","26.40.52.0","8517 18 00"]
[173,"GGN-1U/m/27         ","Gniazdo głośnikowe pojedyncze ",36.81,1,"szt","PLN","23%","",10,null,null,null,null,"5907577492397",null,null,"ARIA",null,null,"",null,10,null,"https://www.ospel.pl/sites/all/pliki/import/image/podtynk/aria/ecru/ggn-1u_m_27.jpg","",null,"Przyłączalność przewodów 6mm2","","",null,null,null,"ECRU",null,"","71 mm","71 mm","22 mm",null,null,"2024-02-19",null,"","https://www.ospel.pl/sites/all/pliki/import/image/podtynk/aria/ecru/ggn-1u_m_27.jpg","26.40.52.0","8517 18 00"]
[174,"GGN-1U/m/33         ","Gniazdo głośnikowe pojedyncze ",39.94,1,"szt","PLN","23%","",4,null,null,null,null,"5907577484538",null,null,"ARIA",null,null,"",null,4,null,"https://www.ospel.pl/sites/all/pliki/import/image/podtynk/aria/czarny/ggn-1u_m_33.jpg","",null,"Przyłączalność przewodów 6mm2","","",null,null,null,"CZARNY METALIK",null,"","71 mm","71 mm","22 mm",null,null,"2024-02-19",null,"","https://www.ospel.pl/sites/all/pliki/import/image/podtynk/aria/czarny/ggn-1u_m_33.jpg","26.40.52.0","8517 18 00"]
[175,"GGN-1U/m/70         ","Gniazdo głośnikowe pojedyncze ",39.94,1,"szt","PLN","23%","",4,null,null,null,null,"5907577485429",null,null,"ARIA",null,null,"",null,4,null,"https://www.ospel.pl/sites/all/pliki/import/image/podtynk/aria/szary_mat/ggn-1u_m_70.jpg","",null,"Przyłączalność przewodów 6mm2","","",null,null,null,"SZARY MAT",null,"","71 mm","71 mm","22 mm",null,null,"2024-02-19",null,"","https://www.ospel.pl/sites/all/pliki/import/image/podtynk/aria/szary_mat/ggn-1u_m_70.jpg","26.40.52.0","8517 18 00"]
[176,"GP-1U/m/00          ","Gniazdo pojedyncze ",13.26,1,"szt","PLN","23%","",10,null,null,null,null,"5907577482213",null,null,"ARIA",null,null,"",null,10,null,"https://www.ospel.pl/sites/all/pliki/import/image/podtynk/aria/bialy/gp-1u_m_00.jpg","",null,"16A 250V~, IP20, zaciski gwintowe","","",null,null,null,"BIAŁY",null,"0,073 kg","71 mm","71 mm","26 mm",null,null,"2024-02-19",null,"","https://www.ospel.pl/sites/all/pliki/import/image/podtynk/aria/bialy/gp-1u_m_00.jpg","27.33.13.0","8536 69 90"]
[177,"GP-1U/m/18          ","Gniazdo pojedyncze ",22.46,1,"szt","PLN","23%","",4,null,null,null,null,"5907577483197",null,null,"ARIA",null,null,"",null,4,null,"https://www.ospel.pl/sites/all/pliki/import/image/podtynk/aria/srebro/gp-1u_m_18.jpg","",null,"16A 250V~, IP20, zaciski gwintowe","","",null,null,null,"SREBRO",null,"0,073 kg","71 mm","71 mm","26 mm",null,null,"2024-02-19",null,"","https://www.ospel.pl/sites/all/pliki/import/image/podtynk/aria/srebro/gp-1u_m_18.jpg","27.33.13.0","8536 69 90"]
[178,"GP-1U/m/27          ","Gniazdo pojedyncze ",13.26,1,"szt","PLN","23%","",10,null,null,null,null,"5907577491925",null,null,"ARIA",null,null,"",null,10,null,"https://www.ospel.pl/sites/all/pliki/import/image/podtynk/aria/ecru/gp-1u_m_27.jpg","",null,"16A 250V~, IP20, zaciski gwintowe","","",null,null,null,"ECRU",null,"0,073 kg","71 mm","71 mm","26 mm",null,null,"2024-02-19",null,"","https://www.ospel.pl/sites/all/pliki/import/image/podtynk/aria/ecru/gp-1u_m_27.jpg","27.33.13.0","8536 69 90"]
[179,"GP-1U/m/33          ","Gniazdo pojedyncze ",22.46,1,"szt","PLN","23%","",4,null,null,null,null,"5907577484088",null,null,"ARIA",null,null,"",null,4,null,"https://www.ospel.pl/sites/all/pliki/import/image/podtynk/aria/czarny/gp-1u_m_33.jpg","",null,"16A 250V~, IP20, zaciski gwintowe","","",null,null,null,"CZARNY METALIK",null,"0,073 kg","71 mm","71 mm","26 mm",null,null,"2024-02-19",null,"","https://www.ospel.pl/sites/all/pliki/import/image/podtynk/aria/czarny/gp-1u_m_33.jpg","27.33.13.0","8536 69 90"]
[180,"GP-1U/m/70          ","Gniazdo pojedyncze ",22.46,1,"szt","PLN","23%","",4,null,null,null,null,"5907577484972",null,null,"ARIA",null,null,"",null,4,null,"https://www.ospel.pl/sites/all/pliki/import/image/podtynk/aria/szary_mat/gp-1u_m_70.jpg","",null,"16A 250V~, IP20, zaciski gwintowe","","",null,null,null,"SZARY MAT",null,"0,073 kg","71 mm","71 mm","26 mm",null,null,"2024-02-19",null,"","https://www.ospel.pl/sites/all/pliki/import/image/podtynk/aria/szary_mat/gp-1u_m_70.jpg","27.33.13.0","8536 69 90"]
[181,"GP-1UP/m/00         ","Gniazdo pojedyncze z przesłonami torów prądowych",14.72,1,"szt","PLN","23%","",10,null,null,null,null,"5907577482220",null,null,"ARIA",null,null,"",null,10,null,"https://www.ospel.pl/sites/all/pliki/import/image/podtynk/aria/bialy/gp-1up_m_00.jpg","",null,"16A 250V~, IP20, zaciski gwintowe","","",null,null,null,"BIAŁY",null,"0,075 kg","71 mm","71 mm","26 mm",null,null,"2024-02-19",null,"","https://www.ospel.pl/sites/all/pliki/import/image/podtynk/aria/bialy/gp-1up_m_00.jpg","27.33.13.0","8536 69 90"]
[182,"GP-1UP/m/18         ","Gniazdo pojedyncze z przesłonami torów prądowych",23.19,1,"szt","PLN","23%","",4,null,null,null,null,"5907577483203",null,null,"ARIA",null,null,"",null,4,null,"https://www.ospel.pl/sites/all/pliki/import/image/podtynk/aria/srebro/gp-1up_m_18.jpg","",null,"16A 250V~, IP20, zaciski gwintowe","","",null,null,null,"SREBRO",null,"0,075 kg","71 mm","71 mm","26 mm",null,null,"2024-02-19",null,"","https://www.ospel.pl/sites/all/pliki/import/image/podtynk/aria/srebro/gp-1up_m_18.jpg","27.33.13.0","8536 69 90"]
[183,"GP-1UP/m/27         ","Gniazdo pojedyncze z przesłonami torów prądowych",14.72,1,"szt","PLN","23%","",10,null,null,null,null,"5907577491932",null,null,"ARIA",null,null,"",null,10,null,"https://www.ospel.pl/sites/all/pliki/import/image/podtynk/aria/ecru/gp-1up_m_27.jpg","",null,"16A 250V~, IP20, zaciski gwintowe","","",null,null,null,"ECRU",null,"0,075 kg","71 mm","71 mm","26 mm",null,null,"2024-02-19",null,"","https://www.ospel.pl/sites/all/pliki/import/image/podtynk/aria/ecru/gp-1up_m_27.jpg","27.33.13.0","8536 69 90"]
[184,"GP-1UP/m/33         ","Gniazdo pojedyncze z przesłonami torów prądowych",23.19,1,"szt","PLN","23%","",4,null,null,null,null,"5907577484095",null,null,"ARIA",null,null,"",null,4,null,"https://www.ospel.pl/sites/all/pliki/import/image/podtynk/aria/czarny/gp-1up_m_33.jpg","",null,"16A 250V~, IP20, zaciski gwintowe","","",null,null,null,"CZARNY METALIK",null,"0,075 kg","71 mm","71 mm","26 mm",null,null,"2024-02-19",null,"","https://www.ospel.pl/sites/all/pliki/import/image/podtynk/aria/czarny/gp-1up_m_33.jpg","27.33.13.0","8536 69 90"]
[185,"GP-1UP/m/70         ","Gniazdo pojedyncze z przesłonami torów prądowych",23.19,1,"szt","PLN","23%","",4,null,null,null,null,"5907577484989",null,null,"ARIA",null,null,"",null,4,null,"https://www.ospel.pl/sites/all/pliki/import/image/podtynk/aria/szary_mat/gp-1up_m_70.jpg","",null,"16A 250V~, IP20, zaciski gwintowe","","",null,null,null,"SZARY MAT",null,"0,075 kg","71 mm","71 mm","26 mm",null,null,"2024-02-19",null,"","https://www.ospel.pl/sites/all/pliki/import/image/podtynk/aria/szary_mat/gp-1up_m_70.jpg","27.33.13.0","8536 69 90"]
[186,"GP-1US/m/00         ","Gniazdo pojedyncze z uziemieniem schuko ",16.440000000000001,1,"szt","PLN","23%","",10,null,null,null,null,"5907577482275",null,null,"ARIA",null,null,"",null,10,null,"https://www.ospel.pl/sites/all/pliki/import/image/podtynk/aria/bialy/gp-1us_m_00.jpg","",null,"16A 250V~, IP20, zaciski gwintowe","","",null,null,null,"BIAŁY",null,"","71 mm","71 mm","29 mm",null,null,"2024-02-19",null,"","https://www.ospel.pl/sites/all/pliki/import/image/podtynk/aria/bialy/gp-1us_m_00.jpg","27.33.13.0","8536 69 90"]
[187,"GP-1US/m/18         ","Gniazdo pojedyncze z uziemieniem schuko ",27.61,1,"szt","PLN","23%","",4,null,null,null,null,"5907577483234",null,null,"ARIA",null,null,"",null,4,null,"https://www.ospel.pl/sites/all/pliki/import/image/podtynk/aria/srebro/gp-1us_m_18.jpg","",null,"16A 250V~, IP20, zaciski gwintowe","","",null,null,null,"SREBRO",null,"","71 mm","71 mm","29 mm",null,null,"2024-02-19",null,"","https://www.ospel.pl/sites/all/pliki/import/image/podtynk/aria/srebro/gp-1us_m_18.jpg","27.33.13.0","8536 69 90"]
[188,"GP-1US/m/27         ","Gniazdo pojedyncze z uziemieniem schuko ",16.440000000000001,1,"szt","PLN","23%","",10,null,null,null,null,"5907577491987",null,null,"ARIA",null,null,"",null,10,null,"https://www.ospel.pl/sites/all/pliki/import/image/podtynk/aria/ecru/gp-1us_m_27.jpg","",null,"16A 250V~, IP20, zaciski gwintowe","","",null,null,null,"ECRU",null,"","71 mm","71 mm","29 mm",null,null,"2024-02-19",null,"","https://www.ospel.pl/sites/all/pliki/import/image/podtynk/aria/ecru/gp-1us_m_27.jpg","27.33.13.0","8536 69 90"]
[189,"GP-1US/m/33         ","Gniazdo pojedyncze z uziemieniem schuko ",27.61,1,"szt","PLN","23%","",4,null,null,null,null,"5907577484125",null,null,"ARIA",null,null,"",null,4,null,"https://www.ospel.pl/sites/all/pliki/import/image/podtynk/aria/czarny/gp-1us_m_33.jpg","",null,"16A 250V~, IP20, zaciski gwintowe","","",null,null,null,"CZARNY METALIK",null,"","71 mm","71 mm","29 mm",null,null,"2024-02-19",null,"","https://www.ospel.pl/sites/all/pliki/import/image/podtynk/aria/czarny/gp-1us_m_33.jpg","27.33.13.0","8536 69 90"]
[190,"GP-1US/m/70         ","Gniazdo pojedyncze z uziemieniem schuko ",27.61,1,"szt","PLN","23%","",4,null,null,null,null,"5907577485016",null,null,"ARIA",null,null,"",null,4,null,"https://www.ospel.pl/sites/all/pliki/import/image/podtynk/aria/szary_mat/gp-1us_m_70.jpg","",null,"16A 250V~, IP20, zaciski gwintowe","","",null,null,null,"SZARY MAT",null,"","71 mm","71 mm","29 mm",null,null,"2024-02-19",null,"","https://www.ospel.pl/sites/all/pliki/import/image/podtynk/aria/szary_mat/gp-1us_m_70.jpg","27.33.13.0","8536 69 90"]
[191,"GP-1USP/m/00        ","Gniazdo pojedyncze z uziemieniem schuko z przesłonami torów prądowych",17.07,1,"szt","PLN","23%","",10,null,null,null,null,"5907577482282",null,null,"ARIA",null,null,"",null,10,null,"https://www.ospel.pl/sites/all/pliki/import/image/podtynk/aria/bialy/gp-1usp_m_00.jpg","",null,"16A 250V~, IP20, zaciski gwintowe","","",null,null,null,"BIAŁY",null,"","71 mm","71 mm","29 mm",null,null,"2024-02-19",null,"","https://www.ospel.pl/sites/all/pliki/import/image/podtynk/aria/bialy/gp-1usp_m_00.jpg","27.33.13.0","8536 69 90"]
[192,"GP-1USP/m/18        ","Gniazdo pojedyncze z uziemieniem schuko z przesłonami torów prądowych",28.23,1,"szt","PLN","23%","",4,null,null,null,null,"5907577483241",null,null,"ARIA",null,null,"",null,4,null,"https://www.ospel.pl/sites/all/pliki/import/image/podtynk/aria/srebro/gp-1usp_m_18.jpg","",null,"16A 250V~, IP20, zaciski gwintowe","","",null,null,null,"SREBRO",null,"","71 mm","71 mm","29 mm",null,null,"2024-02-19",null,"","https://www.ospel.pl/sites/all/pliki/import/image/podtynk/aria/srebro/gp-1usp_m_18.jpg","27.33.13.0","8536 69 90"]
[193,"GP-1USP/m/27        ","Gniazdo pojedyncze z uziemieniem schuko z przesłonami torów prądowych",17.07,1,"szt","PLN","23%","",10,null,null,null,null,"5907577491994",null,null,"ARIA",null,null,"",null,10,null,"https://www.ospel.pl/sites/all/pliki/import/image/podtynk/aria/ecru/gp-1usp_m_27.jpg","",null,"16A 250V~, IP20, zaciski gwintowe","","",null,null,null,"ECRU",null,"","71 mm","71 mm","29 mm",null,null,"2024-02-19",null,"","https://www.ospel.pl/sites/all/pliki/import/image/podtynk/aria/ecru/gp-1usp_m_27.jpg","27.33.13.0","8536 69 90"]
[194,"GP-1USP/m/33        ","Gniazdo pojedyncze z uziemieniem schuko z przesłonami torów prądowych",28.23,1,"szt","PLN","23%","",4,null,null,null,null,"5907577484132",null,null,"ARIA",null,null,"",null,4,null,"https://www.ospel.pl/sites/all/pliki/import/image/podtynk/aria/czarny/gp-1usp_m_33.jpg","",null,"16A 250V~, IP20, zaciski gwintowe","","",null,null,null,"CZARNY METALIK",null,"","71 mm","71 mm","29 mm",null,null,"2024-02-19",null,"","https://www.ospel.pl/sites/all/pliki/import/image/podtynk/aria/czarny/gp-1usp_m_33.jpg","27.33.13.0","8536 69 90"]
[195,"GP-1USP/m/70        ","Gniazdo pojedyncze z uziemieniem schuko z przesłonami torów prądowych",28.23,1,"szt","PLN","23%","",4,null,null,null,null,"5907577485023",null,null,"ARIA",null,null,"",null,4,null,"https://www.ospel.pl/sites/all/pliki/import/image/podtynk/aria/szary_mat/gp-1usp_m_70.jpg","",null,"16A 250V~, IP20, zaciski gwintowe","","",null,null,null,"SZARY MAT",null,"","71 mm","71 mm","29 mm",null,null,"2024-02-19",null,"","https://www.ospel.pl/sites/all/pliki/import/image/podtynk/aria/szary_mat/gp-1usp_m_70.jpg","27.33.13.0","8536 69 90"]
[196,"GP-1UZ/m/00         ","Gniazdo pojedyncze z uziemieniem ",15.11,1,"szt","PLN","23%","",10,null,null,null,null,"5907577482237",null,null,"ARIA",null,null,"",null,10,null,"https://www.ospel.pl/sites/all/pliki/import/image/podtynk/aria/bialy/gp-1uz_m_00.jpg","",null,"16A 250V~, IP20, zaciski gwintowe","","",null,null,null,"BIAŁY",null,"0,077 kg","71 mm","71 mm","26 mm",null,null,"2024-02-19",null,"","https://www.ospel.pl/sites/all/pliki/import/image/podtynk/aria/bialy/gp-1uz_m_00.jpg","27.33.13.0","8536 69 90"]
[197,"GP-1UZ/m/18         ","Gniazdo pojedyncze z uziemieniem ",25.65,1,"szt","PLN","23%","",4,null,null,null,null,"5907577483210",null,null,"ARIA",null,null,"",null,4,null,"https://www.ospel.pl/sites/all/pliki/import/image/podtynk/aria/srebro/gp-1uz_m_18.jpg","",null,"16A 250V~, IP20, zaciski gwintowe","","",null,null,null,"SREBRO",null,"0,077 kg","71 mm","71 mm","26 mm",null,null,"2024-02-19",null,"","https://www.ospel.pl/sites/all/pliki/import/image/podtynk/aria/srebro/gp-1uz_m_18.jpg","27.33.13.0","8536 69 90"]
[198,"GP-1UZ/m/27         ","Gniazdo pojedyncze z uziemieniem ",15.11,1,"szt","PLN","23%","",10,null,null,null,null,"5907577491949",null,null,"ARIA",null,null,"",null,10,null,"https://www.ospel.pl/sites/all/pliki/import/image/podtynk/aria/ecru/gp-1uz_m_27.jpg","",null,"16A 250V~, IP20, zaciski gwintowe","","",null,null,null,"ECRU",null,"0,077 kg","71 mm","71 mm","26 mm",null,null,"2024-02-19",null,"","https://www.ospel.pl/sites/all/pliki/import/image/podtynk/aria/ecru/gp-1uz_m_27.jpg","27.33.13.0","8536 69 90"]
[199,"GP-1UZ/m/33         ","Gniazdo pojedyncze z uziemieniem ",25.65,1,"szt","PLN","23%","",4,null,null,null,null,"5907577484101",null,null,"ARIA",null,null,"",null,4,null,"https://www.ospel.pl/sites/all/pliki/import/image/podtynk/aria/czarny/gp-1uz_m_33.jpg","",null,"16A 250V~, IP20, zaciski gwintowe","","",null,null,null,"CZARNY METALIK",null,"0,077 kg","71 mm","71 mm","26 mm",null,null,"2024-02-19",null,"","https://www.ospel.pl/sites/all/pliki/import/image/podtynk/aria/czarny/gp-1uz_m_33.jpg","27.33.13.0","8536 69 90"]
[200,"GP-1UZ/m/70         ","Gniazdo pojedyncze z uziemieniem ",25.65,1,"szt","PLN","23%","",4,null,null,null,null,"5907577484996",null,null,"ARIA",null,null,"",null,4,null,"https://www.ospel.pl/sites/all/pliki/import/image/podtynk/aria/szary_mat/gp-1uz_m_70.jpg","",null,"16A 250V~, IP20, zaciski gwintowe","","",null,null,null,"SZARY MAT",null,"0,077 kg","71 mm","71 mm","26 mm",null,null,"2024-02-19",null,"","https://www.ospel.pl/sites/all/pliki/import/image/podtynk/aria/szary_mat/gp-1uz_m_70.jpg","27.33.13.0","8536 69 90"]
[201,"GP-1UZD/m/00/22     ","Gniazdo pojedyncze z uziemieniem DATA ",17.18,1,"szt","PLN","23%","",10,null,null,null,null,"5907577482251",null,null,"ARIA",null,null,"",null,10,null,"https://www.ospel.pl/sites/all/pliki/import/image/podtynk/aria/bialy/gp-1uzd_m_00_22.jpg","",null,"16A 250V~, IP20, zaciski gwintowe","","",null,null,null,"BIAŁY",null,"0,076 kg","71 mm","71 mm","26 mm",null,null,"2024-02-19",null,"","https://www.ospel.pl/sites/all/pliki/import/image/podtynk/aria/bialy/gp-1uzd_m_00_22.jpg","27.33.13.0","8536 69 90"]
[202,"GP-1UZDP/m/00/22    ","Gniazdo pojedyncze z uziemieniem DATA z przesłonami torów prądowych",18.29,1,"szt","PLN","23%","",10,null,null,null,null,"5907577485726",null,null,"ARIA",null,null,"",null,10,null,"https://www.ospel.pl/sites/all/pliki/import/image/podtynk/aria/bialy/gp-1uzdp_m_00_22.jpg","",null,"16A 250V~, IP20, zaciski gwintowe","","",null,null,null,"BIAŁY",null,"0,078 kg","71 mm","71 mm","26 mm",null,null,"2024-02-19",null,"","https://www.ospel.pl/sites/all/pliki/import/image/podtynk/aria/bialy/gp-1uzdp_m_00_22.jpg","27.33.13.0","8536 69 90"]
[203,"GP-1UZK/m/00/22     ","Gniazdo pojedyncze z uziemieniem DATA z kluczem uprawniającym",20.010000000000002,1,"szt","PLN","23%","",10,null,null,null,null,"5907577482268",null,null,"ARIA",null,null,"",null,10,null,"https://www.ospel.pl/sites/all/pliki/import/image/podtynk/aria/bialy/gp-1uzk_m_00_22.jpg","",null,"16A 250V~, IP20, zaciski gwintowe","","",null,null,null,"BIAŁY",null,"","71 mm","71 mm","26 mm",null,null,"2024-02-19",null,"","https://www.ospel.pl/sites/all/pliki/import/image/podtynk/aria/bialy/gp-1uzk_m_00_22.jpg","27.33.13.0","8536 69 90"]
[204,"GP-1UZP/m/00        ","Gniazdo pojedyncze z uziemieniem z przesłonami torów prądowych",16.2,1,"szt","PLN","23%","",10,null,null,null,null,"5907577482244",null,null,"ARIA",null,null,"",null,10,null,"https://www.ospel.pl/sites/all/pliki/import/image/podtynk/aria/bialy/gp-1uzp_m_00.jpg","",null,"16A 250V~, IP20, zaciski gwintowe","","",null,null,null,"BIAŁY",null,"0,079 kg","71 mm","71 mm","26 mm",null,null,"2024-02-19",null,"","https://www.ospel.pl/sites/all/pliki/import/image/podtynk/aria/bialy/gp-1uzp_m_00.jpg","27.33.13.0","8536 69 90"]
[205,"GP-1UZP/m/18        ","Gniazdo pojedyncze z uziemieniem z przesłonami torów prądowych",26.74,1,"szt","PLN","23%","",4,null,null,null,null,"5907577483227",null,null,"ARIA",null,null,"",null,4,null,"https://www.ospel.pl/sites/all/pliki/import/image/podtynk/aria/srebro/gp-1uzp_m_18.jpg","",null,"16A 250V~, IP20, zaciski gwintowe","","",null,null,null,"SREBRO",null,"0,079 kg","71 mm","71 mm","26 mm",null,null,"2024-02-19",null,"","https://www.ospel.pl/sites/all/pliki/import/image/podtynk/aria/srebro/gp-1uzp_m_18.jpg","27.33.13.0","8536 69 90"]
[206,"GP-1UZP/m/27        ","Gniazdo pojedyncze z uziemieniem z przesłonami torów prądowych",16.2,1,"szt","PLN","23%","",10,null,null,null,null,"5907577491956",null,null,"ARIA",null,null,"",null,10,null,"https://www.ospel.pl/sites/all/pliki/import/image/podtynk/aria/ecru/gp-1uzp_m_27.jpg","",null,"16A 250V~, IP20, zaciski gwintowe","","",null,null,null,"ECRU",null,"0,079 kg","71 mm","71 mm","26 mm",null,null,"2024-02-19",null,"","https://www.ospel.pl/sites/all/pliki/import/image/podtynk/aria/ecru/gp-1uzp_m_27.jpg","27.33.13.0","8536 69 90"]
[207,"GP-1UZP/m/33        ","Gniazdo pojedyncze z uziemieniem z przesłonami torów prądowych",26.74,1,"szt","PLN","23%","",4,null,null,null,null,"5907577484118",null,null,"ARIA",null,null,"",null,4,null,"https://www.ospel.pl/sites/all/pliki/import/image/podtynk/aria/czarny/gp-1uzp_m_33.jpg","",null,"16A 250V~, IP20, zaciski gwintowe","","",null,null,null,"CZARNY METALIK",null,"0,079 kg","71 mm","71 mm","26 mm",null,null,"2024-02-19",null,"","https://www.ospel.pl/sites/all/pliki/import/image/podtynk/aria/czarny/gp-1uzp_m_33.jpg","27.33.13.0","8536 69 90"]
[208,"GP-1UZP/m/70        ","Gniazdo pojedyncze z uziemieniem z przesłonami torów prądowych",26.74,1,"szt","PLN","23%","",4,null,null,null,null,"5907577485009",null,null,"ARIA",null,null,"",null,4,null,"https://www.ospel.pl/sites/all/pliki/import/image/podtynk/aria/szary_mat/gp-1uzp_m_70.jpg","",null,"16A 250V~, IP20, zaciski gwintowe","","",null,null,null,"SZARY MAT",null,"0,079 kg","71 mm","71 mm","26 mm",null,null,"2024-02-19",null,"","https://www.ospel.pl/sites/all/pliki/import/image/podtynk/aria/szary_mat/gp-1uzp_m_70.jpg","27.33.13.0","8536 69 90"]
[209,"GP-1UZPUSB/m/00     ","Gniazdo pojedyncze z uziemieniem z przesłonami torów prądowych, z ładowarką USB",105.42,1,"szt","PLN","23%","",5,null,null,null,null,"5907577491611",null,null,"ARIA",null,null,"",null,5,null,"https://www.ospel.pl/sites/all/pliki/import/image/podtynk/aria/bialy/gp-1uzpusb_m_00.jpg","",null,"16A/230~,USB 5V/2,1A, IP-20, zac.bezgw.","","",null,null,null,"BIAŁY",null,"0,103 kg","73 mm","73 mm","35 mm",null,null,"2024-02-19",null,"","https://www.ospel.pl/sites/all/pliki/import/image/podtynk/aria/bialy/gp-1uzpusb_m_00.jpg","27.33.13.0","8536 69 90"]
[210,"GP-1UZPUSB/m/18     ","Gniazdo pojedyncze z uziemieniem z przesłonami torów prądowych, z ładowarką USB",110.81,1,"szt","PLN","23%","",5,null,null,null,null,"5907577491628",null,null,"ARIA",null,null,"",null,5,null,"https://www.ospel.pl/sites/all/pliki/import/image/podtynk/aria/srebro/gp-1uzpusb_m_18.jpg","",null,"16A/230~,USB 5V/2,1A, IP-20, zac.bezgw.","","",null,null,null,"SREBRO",null,"0,103 kg","73 mm","73 mm","35 mm",null,null,"2024-02-19",null,"","https://www.ospel.pl/sites/all/pliki/import/image/podtynk/aria/srebro/gp-1uzpusb_m_18.jpg","27.33.13.0","8536 69 90"]
[211,"GP-1UZPUSB/m/27     ","Gniazdo pojedyncze z uziemieniem z przesłonami torów prądowych, z ładowarką USB",105.42,1,"szt","PLN","23%","",5,null,null,null,null,"5907577492663",null,null,"ARIA",null,null,"",null,5,null,"https://www.ospel.pl/sites/all/pliki/import/image/podtynk/aria/ecru/gp-1uzpusb_m_27.jpg","",null,"16A/230~,USB 5V/2,1A, IP-20, zac.bezgw.","","",null,null,null,"ECRU",null,"0,103 kg","73 mm","73 mm","35 mm",null,null,"2024-02-19",null,"","https://www.ospel.pl/sites/all/pliki/import/image/podtynk/aria/ecru/gp-1uzpusb_m_27.jpg","27.33.13.0","8536 69 90"]
[212,"GP-1UZPUSB/m/33     ","Gniazdo pojedyncze z uziemieniem z przesłonami torów prądowych, z ładowarką USB",110.81,1,"szt","PLN","23%","",5,null,null,null,null,"5907577491635",null,null,"ARIA",null,null,"",null,5,null,"https://www.ospel.pl/sites/all/pliki/import/image/podtynk/aria/czarny/gp-1uzpusb_m_33.jpg","",null,"16A/230~,USB 5V/2,1A, IP-20, zac.bezgw.","","",null,null,null,"CZARNY METALIK",null,"0,103 kg","73 mm","73 mm","35 mm",null,null,"2024-02-19",null,"","https://www.ospel.pl/sites/all/pliki/import/image/podtynk/aria/czarny/gp-1uzpusb_m_33.jpg","27.33.13.0","8536 69 90"]
[213,"GP-1UZPUSB/m/70     ","Gniazdo pojedyncze z uziemieniem z przesłonami torów prądowych, z ładowarką USB",110.81,1,"szt","PLN","23%","",5,null,null,null,null,"5907577491642",null,null,"ARIA",null,null,"",null,5,null,"https://www.ospel.pl/sites/all/pliki/import/image/podtynk/aria/szary_mat/gp-1uzpusb_m_70.jpg","",null,"16A/230~,USB 5V/2,1A, IP-20, zac.bezgw.","","",null,null,null,"SZARY MAT",null,"0,103 kg","73 mm","73 mm","35 mm",null,null,"2024-02-19",null,"","https://www.ospel.pl/sites/all/pliki/import/image/podtynk/aria/szary_mat/gp-1uzpusb_m_70.jpg","27.33.13.0","8536 69 90"]
[214,"GP-2U/00            ","Gniazdo podwójne kompletne z ramką",17.920000000000002,1,"szt","PLN","23%","",10,null,null,null,null,"5907577482336",null,null,"ARIA",null,null,"",null,10,null,"https://www.ospel.pl/sites/all/pliki/import/image/podtynk/aria/bialy/gp-2u_00.jpg","",null,"16A 250V~, IP20, zaciski gwintowe","","",null,null,null,"BIAŁY",null,"0,080 kg","82 mm","82 mm","27 mm",null,null,"2024-02-19",null,"","https://www.ospel.pl/sites/all/pliki/import/image/podtynk/aria/bialy/gp-2u_00.jpg","27.33.13.0","8536 69 90"]
[215,"GP-2U/18            ","Gniazdo podwójne kompletne z ramką",28.96,1,"szt","PLN","23%","",4,null,null,null,null,"5907577483296",null,null,"ARIA",null,null,"",null,4,null,"https://www.ospel.pl/sites/all/pliki/import/image/podtynk/aria/srebro/gp-2u_18.jpg","",null,"16A 250V~, IP20, zaciski gwintowe","","",null,null,null,"SREBRO",null,"0,080 kg","82 mm","82 mm","27 mm",null,null,"2024-02-19",null,"","https://www.ospel.pl/sites/all/pliki/import/image/podtynk/aria/srebro/gp-2u_18.jpg","27.33.13.0","8536 69 90"]
[216,"GP-2U/27            ","Gniazdo podwójne kompletne z ramką",17.920000000000002,1,"szt","PLN","23%","",10,null,null,null,null,"5907577492045",null,null,"ARIA",null,null,"",null,10,null,"https://www.ospel.pl/sites/all/pliki/import/image/podtynk/aria/ecru/gp-2u_27.jpg","",null,"16A 250V~, IP20, zaciski gwintowe","","",null,null,null,"ECRU",null,"0,080 kg","82 mm","82 mm","27 mm",null,null,"2024-02-19",null,"","https://www.ospel.pl/sites/all/pliki/import/image/podtynk/aria/ecru/gp-2u_27.jpg","27.33.13.0","8536 69 90"]
[217,"GP-2U/33            ","Gniazdo podwójne kompletne z ramką",28.96,1,"szt","PLN","23%","",4,null,null,null,null,"5907577484187",null,null,"ARIA",null,null,"",null,4,null,"https://www.ospel.pl/sites/all/pliki/import/image/podtynk/aria/czarny/gp-2u_33.jpg","",null,"16A 250V~, IP20, zaciski gwintowe","","",null,null,null,"CZARNY METALIK",null,"0,080 kg","82 mm","82 mm","27 mm",null,null,"2024-02-19",null,"","https://www.ospel.pl/sites/all/pliki/import/image/podtynk/aria/czarny/gp-2u_33.jpg","27.33.13.0","8536 69 90"]
[218,"GP-2U/70            ","Gniazdo podwójne kompletne z ramką",28.96,1,"szt","PLN","23%","",4,null,null,null,null,"5907577485078",null,null,"ARIA",null,null,"",null,4,null,"https://www.ospel.pl/sites/all/pliki/import/image/podtynk/aria/szary_mat/gp-2u_70.jpg","",null,"16A 250V~, IP20, zaciski gwintowe","","",null,null,null,"SZARY MAT",null,"0,080 kg","82 mm","82 mm","27 mm",null,null,"2024-02-19",null,"","https://www.ospel.pl/sites/all/pliki/import/image/podtynk/aria/szary_mat/gp-2u_70.jpg","27.33.13.0","8536 69 90"]
[219,"GP-2UC/00           ","Gniazdo podwójne z uziemieniem z funkcją niezamienności faz, kompletne z ramką",20.12,1,"szt","PLN","23%","",5,null,null,null,null,"5907577482442",null,null,"ARIA",null,null,"",null,5,null,"https://www.ospel.pl/sites/all/pliki/import/image/podtynk/aria/bialy/gp-2uc_00.jpg","",null,"16A 250V~, IP20, zaciski gwintowe","","",null,null,null,"BIAŁY",null,"","88 mm","82 mm","23 mm",null,null,"2024-02-19",null,"","https://www.ospel.pl/sites/all/pliki/import/image/podtynk/aria/bialy/gp-2uc_00.jpg","27.33.13.0","8536 69 90"]
[220,"GP-2UC/18           ","Gniazdo podwójne z uziemieniem z funkcją niezamienności faz, kompletne z ramką",30.8,1,"szt","PLN","23%","",5,null,null,null,null,"5907577483401",null,null,"ARIA",null,null,"",null,5,null,"https://www.ospel.pl/sites/all/pliki/import/image/podtynk/aria/srebro/gp-2uc_18.jpg","",null,"16A 250V~, IP20, zaciski gwintowe","","",null,null,null,"SREBRO",null,"","88 mm","82 mm","23 mm",null,null,"2024-02-19",null,"","https://www.ospel.pl/sites/all/pliki/import/image/podtynk/aria/srebro/gp-2uc_18.jpg","27.33.13.0","8536 69 90"]
[221,"GP-2UC/27           ","Gniazdo podwójne z uziemieniem z funkcją niezamienności faz, kompletne z ramką",20.12,1,"szt","PLN","23%","",5,null,null,null,null,"5907577492151",null,null,"ARIA",null,null,"",null,5,null,"https://www.ospel.pl/sites/all/pliki/import/image/podtynk/aria/ecru/gp-2uc_27.jpg","",null,"16A 250V~, IP20, zaciski gwintowe","","",null,null,null,"ECRU",null,"","88 mm","82 mm","23 mm",null,null,"2024-02-19",null,"","https://www.ospel.pl/sites/all/pliki/import/image/podtynk/aria/ecru/gp-2uc_27.jpg","27.33.13.0","8536 69 90"]
[222,"GP-2UC/33           ","Gniazdo podwójne z uziemieniem z funkcją niezamienności faz, kompletne z ramką",30.8,1,"szt","PLN","23%","",5,null,null,null,null,"5907577484293",null,null,"ARIA",null,null,"",null,5,null,"https://www.ospel.pl/sites/all/pliki/import/image/podtynk/aria/czarny/gp-2uc_33.jpg","",null,"16A 250V~, IP20, zaciski gwintowe","","",null,null,null,"CZARNY METALIK",null,"","88 mm","82 mm","23 mm",null,null,"2024-02-19",null,"","https://www.ospel.pl/sites/all/pliki/import/image/podtynk/aria/czarny/gp-2uc_33.jpg","27.33.13.0","8536 69 90"]
[223,"GP-2UC/70           ","Gniazdo podwójne z uziemieniem z funkcją niezamienności faz, kompletne z ramką",30.8,1,"szt","PLN","23%","",5,null,null,null,null,"5907577485184",null,null,"ARIA",null,null,"",null,5,null,"https://www.ospel.pl/sites/all/pliki/import/image/podtynk/aria/szary_mat/gp-2uc_70.jpg","",null,"16A 250V~, IP20, zaciski gwintowe","","",null,null,null,"SZARY MAT",null,"","88 mm","82 mm","23 mm",null,null,"2024-02-19",null,"","https://www.ospel.pl/sites/all/pliki/import/image/podtynk/aria/szary_mat/gp-2uc_70.jpg","27.33.13.0","8536 69 90"]
[224,"GP-2UR/m/00         ","Gniazdo podwójne moduł bez ramki",14.96,1,"szt","PLN","23%","",10,null,null,null,null,"5907577482374",null,null,"ARIA",null,null,"",null,10,null,"https://www.ospel.pl/sites/all/pliki/import/image/podtynk/aria/bialy/gp-2ur_m_00.jpg","",null,"16A 250V~, IP20, zaciski gwintowe","","",null,null,null,"BIAŁY",null,"0,075 kg","71 mm","71 mm","20 mm",null,null,"2024-02-19",null,"","https://www.ospel.pl/sites/all/pliki/import/image/podtynk/aria/bialy/gp-2ur_m_00.jpg","27.33.13.0","8536 69 90"]
[225,"GP-2UR/m/18         ","Gniazdo podwójne moduł bez ramki",23.19,1,"szt","PLN","23%","",4,null,null,null,null,"5907577483333",null,null,"ARIA",null,null,"",null,4,null,"https://www.ospel.pl/sites/all/pliki/import/image/podtynk/aria/srebro/gp-2ur_m_18.jpg","",null,"16A 250V~, IP20, zaciski gwintowe","","",null,null,null,"SREBRO",null,"0,075 kg","71 mm","71 mm","20 mm",null,null,"2024-02-19",null,"","https://www.ospel.pl/sites/all/pliki/import/image/podtynk/aria/srebro/gp-2ur_m_18.jpg","27.33.13.0","8536 69 90"]
[226,"GP-2UR/m/27         ","Gniazdo podwójne moduł bez ramki",14.96,1,"szt","PLN","23%","",10,null,null,null,null,"5907577492083",null,null,"ARIA",null,null,"",null,10,null,"https://www.ospel.pl/sites/all/pliki/import/image/podtynk/aria/ecru/gp-2ur_m_27.jpg","",null,"16A 250V~, IP20, zaciski gwintowe","","",null,null,null,"ECRU",null,"0,075 kg","71 mm","71 mm","20 mm",null,null,"2024-02-19",null,"","https://www.ospel.pl/sites/all/pliki/import/image/podtynk/aria/ecru/gp-2ur_m_27.jpg","27.33.13.0","8536 69 90"]
[227,"GP-2UR/m/33         ","Gniazdo podwójne moduł bez ramki",23.19,1,"szt","PLN","23%","",4,null,null,null,null,"5907577484224",null,null,"ARIA",null,null,"",null,4,null,"https://www.ospel.pl/sites/all/pliki/import/image/podtynk/aria/czarny/gp-2ur_m_33.jpg","",null,"16A 250V~, IP20, zaciski gwintowe","","",null,null,null,"CZARNY METALIK",null,"0,075 kg","71 mm","71 mm","20 mm",null,null,"2024-02-19",null,"","https://www.ospel.pl/sites/all/pliki/import/image/podtynk/aria/czarny/gp-2ur_m_33.jpg","27.33.13.0","8536 69 90"]
[228,"GP-2UR/m/70         ","Gniazdo podwójne moduł bez ramki",23.19,1,"szt","PLN","23%","",4,null,null,null,null,"5907577485115",null,null,"ARIA",null,null,"",null,4,null,"https://www.ospel.pl/sites/all/pliki/import/image/podtynk/aria/szary_mat/gp-2ur_m_70.jpg","",null,"16A 250V~, IP20, zaciski gwintowe","","",null,null,null,"SZARY MAT",null,"0,075 kg","71 mm","71 mm","20 mm",null,null,"2024-02-19",null,"","https://www.ospel.pl/sites/all/pliki/import/image/podtynk/aria/szary_mat/gp-2ur_m_70.jpg","27.33.13.0","8536 69 90"]
[229,"GP-2URAZ/m/00       ","Gniazdo podwójne z uziemieniem moduł bez ramki",17.07,1,"szt","PLN","23%","",10,null,null,null,null,"5906729004426",null,null,"ARIA",null,null,"",null,10,null,"https://www.ospel.pl/sites/all/pliki/import/image/podtynk/aria/bialy/gp-2urz_m_00.jpg","",null,"16A/250~, IP-20, do ramek linii Prestige","","",null,null,null,"BIAŁY",null,"","71 mm","71 mm","20 mm",null,null,"2024-02-19",null,"","https://www.ospel.pl/sites/all/pliki/import/image/podtynk/aria/bialy/gp-2urz_m_00.jpg","27.33.13.0","8536 69 90"]
[230,"GP-2URAZ/m/18       ","Gniazdo podwójne z uziemieniem moduł bez ramki",26.74,1,"szt","PLN","23%","",4,null,null,null,null,"5906729004433",null,null,"ARIA",null,null,"",null,4,null,"https://www.ospel.pl/sites/all/pliki/import/image/podtynk/aria/srebro/gp-2urz_m_18.jpg","",null,"16A/250~, IP-20, do ramek linii Prestige","","",null,null,null,"SREBRO",null,"","71 mm","71 mm","20 mm",null,null,"2024-02-19",null,"","https://www.ospel.pl/sites/all/pliki/import/image/podtynk/aria/srebro/gp-2urz_m_18.jpg","27.33.13.0","8536 69 90"]
[231,"GP-2URAZ/m/27       ","Gniazdo podwójne z uziemieniem moduł bez ramki",17.07,1,"szt","PLN","23%","",10,null,null,null,null,"5906729004440",null,null,"ARIA",null,null,"",null,10,null,"https://www.ospel.pl/sites/all/pliki/import/image/podtynk/aria/ecru/gp-2urz_m_27.jpg","",null,"16A/250~, IP-20, do ramek linii Prestige","","",null,null,null,"ECRU",null,"","71 mm","71 mm","20 mm",null,null,"2024-02-19",null,"","https://www.ospel.pl/sites/all/pliki/import/image/podtynk/aria/ecru/gp-2urz_m_27.jpg","27.33.13.0","8536 69 90"]
[232,"GP-2URAZ/m/33       ","Gniazdo podwójne z uziemieniem moduł bez ramki",26.74,1,"szt","PLN","23%","",4,null,null,null,null,"5906729004457",null,null,"ARIA",null,null,"",null,4,null,"https://www.ospel.pl/sites/all/pliki/import/image/podtynk/aria/czarny/gp-2urz_m_33.jpg","",null,"16A/250~, IP-20, do ramek linii Prestige","","",null,null,null,"CZARNY METALIK",null,"0,0995 kg","71 mm","71 mm","20 mm",null,null,"2024-02-19",null,"","https://www.ospel.pl/sites/all/pliki/import/image/podtynk/aria/czarny/gp-2urz_m_33.jpg","27.33.13.0","8536 69 90"]
[233,"GP-2URAZ/m/70       ","Gniazdo podwójne z uziemieniem moduł bez ramki",26.74,1,"szt","PLN","23%","",4,null,null,null,null,"5906729004464",null,null,"ARIA",null,null,"",null,4,null,"https://www.ospel.pl/sites/all/pliki/import/image/podtynk/aria/szary_mat/gp-2urz_m_70.jpg","",null,"16A/250~, IP-20, do ramek linii Prestige","","",null,null,null,"SZARY MAT",null,"","71 mm","71 mm","20 mm",null,null,"2024-02-19",null,"","https://www.ospel.pl/sites/all/pliki/import/image/podtynk/aria/szary_mat/gp-2urz_m_70.jpg","27.33.13.0","8536 69 90"]
[234,"GP-2URAZP/m/00      ","Gniazdo podwójne z uziemieniem z przesłonami torów prądowych, moduł bez ramki",17.920000000000002,1,"szt","PLN","23%","",10,null,null,null,null,"5906729004471",null,null,"ARIA",null,null,"",null,10,null,"https://www.ospel.pl/sites/all/pliki/import/image/podtynk/aria/bialy/gp-2urzp_m_00.jpg","",null,"16A/250~, IP-20, do ramek linii Prestige","","",null,null,null,"BIAŁY",null,"","71 mm","71 mm","20 mm",null,null,"2024-02-19",null,"","https://www.ospel.pl/sites/all/pliki/import/image/podtynk/aria/bialy/gp-2urzp_m_00.jpg","27.33.13.0","8536 69 90"]
[235,"GP-2URAZP/m/18      ","Gniazdo podwójne z uziemieniem z przesłonami torów prądowych, moduł bez ramki",27.86,1,"szt","PLN","23%","",4,null,null,null,null,"5906729004488",null,null,"ARIA",null,null,"",null,4,null,"https://www.ospel.pl/sites/all/pliki/import/image/podtynk/aria/srebro/gp-2urzp_m_18.jpg","",null,"16A/250~, IP-20, do ramek linii Prestige","","",null,null,null,"SREBRO",null,"","71 mm","71 mm","20 mm",null,null,"2024-02-19",null,"","https://www.ospel.pl/sites/all/pliki/import/image/podtynk/aria/srebro/gp-2urzp_m_18.jpg","27.33.13.0","8536 69 90"]
[236,"GP-2URAZP/m/27      ","Gniazdo podwójne z uziemieniem z przesłonami torów prądowych, moduł bez ramki",17.920000000000002,1,"szt","PLN","23%","",10,null,null,null,null,"5906729004495",null,null,"ARIA",null,null,"",null,10,null,"https://www.ospel.pl/sites/all/pliki/import/image/podtynk/aria/ecru/gp-2urzp_m_27.jpg","",null,"16A/250~, IP-20, do ramek linii Prestige","","",null,null,null,"ECRU",null,"","71 mm","71 mm","20 mm",null,null,"2024-02-19",null,"","https://www.ospel.pl/sites/all/pliki/import/image/podtynk/aria/ecru/gp-2urzp_m_27.jpg","27.33.13.0","8536 69 90"]
[237,"GP-2URAZP/m/33      ","Gniazdo podwójne z uziemieniem z przesłonami torów prądowych, moduł bez ramki",27.86,1,"szt","PLN","23%","",4,null,null,null,null,"5906729004501",null,null,"ARIA",null,null,"",null,4,null,"https://www.ospel.pl/sites/all/pliki/import/image/podtynk/aria/czarny/gp-2urzp_m_33.jpg","",null,"16A/250~, IP-20, do ramek linii Prestige","","",null,null,null,"CZARNY METALIK",null,"","71 mm","71 mm","20 mm",null,null,"2024-02-19",null,"","https://www.ospel.pl/sites/all/pliki/import/image/podtynk/aria/czarny/gp-2urzp_m_33.jpg","27.33.13.0","8536 69 90"]
[238,"GP-2URAZP/m/70      ","Gniazdo podwójne z uziemieniem z przesłonami torów prądowych, moduł bez ramki",27.86,1,"szt","PLN","23%","",4,null,null,null,null,"5906729004518",null,null,"ARIA",null,null,"",null,4,null,"https://www.ospel.pl/sites/all/pliki/import/image/podtynk/aria/szary_mat/gp-2urzp_m_70.jpg","",null,"16A/250~, IP-20, do ramek linii Prestige","","",null,null,null,"SZARY MAT",null,"","71 mm","71 mm","20 mm",null,null,"2024-02-19",null,"","https://www.ospel.pl/sites/all/pliki/import/image/podtynk/aria/szary_mat/gp-2urzp_m_70.jpg","27.33.13.0","8536 69 90"]
[239,"GP-2URZ/m/00        ","Gniazdo podwójne z uziemieniem moduł bez ramki",17.07,1,"szt","PLN","23%","",10,null,null,null,null,"5907577482398",null,null,"ARIA",null,null,"",null,10,null,"https://www.ospel.pl/sites/all/pliki/import/image/podtynk/aria/bialy/gp-2urz_m_00.jpg","",null,"16A 250V~, IP20, zaciski gwintowe","","",null,null,null,"BIAŁY",null,"0,083 kg","71 mm","71 mm","20 mm",null,null,"2024-02-19",null,"","https://www.ospel.pl/sites/all/pliki/import/image/podtynk/aria/bialy/gp-2urz_m_00.jpg","27.33.13.0","8536 69 90"]
[240,"GP-2URZ/m/18        ","Gniazdo podwójne z uziemieniem moduł bez ramki",26.74,1,"szt","PLN","23%","",4,null,null,null,null,"5907577483357",null,null,"ARIA",null,null,"",null,4,null,"https://www.ospel.pl/sites/all/pliki/import/image/podtynk/aria/srebro/gp-2urz_m_18.jpg","",null,"16A 250V~, IP20, zaciski gwintowe","","",null,null,null,"SREBRO",null,"0,083 kg","71 mm","71 mm","20 mm",null,null,"2024-02-19",null,"","https://www.ospel.pl/sites/all/pliki/import/image/podtynk/aria/srebro/gp-2urz_m_18.jpg","27.33.13.0","8536 69 90"]
[241,"GP-2URZ/m/27        ","Gniazdo podwójne z uziemieniem moduł bez ramki",17.07,1,"szt","PLN","23%","",10,null,null,null,null,"5907577492106",null,null,"ARIA",null,null,"",null,10,null,"https://www.ospel.pl/sites/all/pliki/import/image/podtynk/aria/ecru/gp-2urz_m_27.jpg","",null,"16A 250V~, IP20, zaciski gwintowe","","",null,null,null,"ECRU",null,"0,083 kg","71 mm","71 mm","20 mm",null,null,"2024-02-19",null,"","https://www.ospel.pl/sites/all/pliki/import/image/podtynk/aria/ecru/gp-2urz_m_27.jpg","27.33.13.0","8536 69 90"]
[242,"GP-2URZ/m/33        ","Gniazdo podwójne z uziemieniem moduł bez ramki",26.74,1,"szt","PLN","23%","",4,null,null,null,null,"5907577484248",null,null,"ARIA",null,null,"",null,4,null,"https://www.ospel.pl/sites/all/pliki/import/image/podtynk/aria/czarny/gp-2urz_m_33.jpg","",null,"16A 250V~, IP20, zaciski gwintowe","","",null,null,null,"CZARNY METALIK",null,"0,083 kg","71 mm","71 mm","20 mm",null,null,"2024-02-19",null,"","https://www.ospel.pl/sites/all/pliki/import/image/podtynk/aria/czarny/gp-2urz_m_33.jpg","27.33.13.0","8536 69 90"]
[243,"GP-2URZ/m/70        ","Gniazdo podwójne z uziemieniem moduł bez ramki",26.74,1,"szt","PLN","23%","",4,null,null,null,null,"5907577485139",null,null,"ARIA",null,null,"",null,4,null,"https://www.ospel.pl/sites/all/pliki/import/image/podtynk/aria/szary_mat/gp-2urz_m_70.jpg","",null,"16A 250V~, IP20, zaciski gwintowe","","",null,null,null,"SZARY MAT",null,"0,083 kg","71 mm","71 mm","20 mm",null,null,"2024-02-19",null,"","https://www.ospel.pl/sites/all/pliki/import/image/podtynk/aria/szary_mat/gp-2urz_m_70.jpg","27.33.13.0","8536 69 90"]
[244,"GP-2URZP/m/00       ","Gniazdo podwójne z uziemieniem z przesłonami torów prądowych, moduł bez ramki",17.920000000000002,1,"szt","PLN","23%","",10,null,null,null,null,"5907577482404",null,null,"ARIA",null,null,"",null,10,null,"https://www.ospel.pl/sites/all/pliki/import/image/podtynk/aria/bialy/gp-2urzp_m_00.jpg","",null,"16A 250V~, IP20, zaciski gwintowe","","",null,null,null,"BIAŁY",null,"0,085 kg","71 mm","71 mm","20 mm",null,null,"2024-02-19",null,"","https://www.ospel.pl/sites/all/pliki/import/image/podtynk/aria/bialy/gp-2urzp_m_00.jpg","27.33.13.0","8536 69 90"]
[245,"GP-2URZP/m/18       ","Gniazdo podwójne z uziemieniem z przesłonami torów prądowych, moduł bez ramki",27.86,1,"szt","PLN","23%","",4,null,null,null,null,"5907577483364",null,null,"ARIA",null,null,"",null,4,null,"https://www.ospel.pl/sites/all/pliki/import/image/podtynk/aria/srebro/gp-2urzp_m_18.jpg","",null,"16A 250V~, IP20, zaciski gwintowe","","",null,null,null,"SREBRO",null,"0,085 kg","71 mm","71 mm","20 mm",null,null,"2024-02-19",null,"","https://www.ospel.pl/sites/all/pliki/import/image/podtynk/aria/srebro/gp-2urzp_m_18.jpg","27.33.13.0","8536 69 90"]
[246,"GP-2URZP/m/27       ","Gniazdo podwójne z uziemieniem z przesłonami torów prądowych, moduł bez ramki",17.920000000000002,1,"szt","PLN","23%","",10,null,null,null,null,"5907577492113",null,null,"ARIA",null,null,"",null,10,null,"https://www.ospel.pl/sites/all/pliki/import/image/podtynk/aria/ecru/gp-2urzp_m_27.jpg","",null,"16A 250V~, IP20, zaciski gwintowe","","",null,null,null,"ECRU",null,"0,085 kg","71 mm","71 mm","20 mm",null,null,"2024-02-19",null,"","https://www.ospel.pl/sites/all/pliki/import/image/podtynk/aria/ecru/gp-2urzp_m_27.jpg","27.33.13.0","8536 69 90"]
[247,"GP-2URZP/m/33       ","Gniazdo podwójne z uziemieniem z przesłonami torów prądowych, moduł bez ramki",27.86,1,"szt","PLN","23%","",4,null,null,null,null,"5907577484255",null,null,"ARIA",null,null,"",null,4,null,"https://www.ospel.pl/sites/all/pliki/import/image/podtynk/aria/czarny/gp-2urzp_m_33.jpg","",null,"16A 250V~, IP20, zaciski gwintowe","","",null,null,null,"CZARNY METALIK",null,"0,085 kg","71 mm","71 mm","20 mm",null,null,"2024-02-19",null,"","https://www.ospel.pl/sites/all/pliki/import/image/podtynk/aria/czarny/gp-2urzp_m_33.jpg","27.33.13.0","8536 69 90"]
[248,"GP-2URZP/m/70       ","Gniazdo podwójne z uziemieniem z przesłonami torów prądowych, moduł bez ramki",27.86,1,"szt","PLN","23%","",4,null,null,null,null,"5907577485146",null,null,"ARIA",null,null,"",null,4,null,"https://www.ospel.pl/sites/all/pliki/import/image/podtynk/aria/szary_mat/gp-2urzp_m_70.jpg","",null,"16A 250V~, IP20, zaciski gwintowe","","",null,null,null,"SZARY MAT",null,"0,085 kg","71 mm","71 mm","20 mm",null,null,"2024-02-19",null,"","https://www.ospel.pl/sites/all/pliki/import/image/podtynk/aria/szary_mat/gp-2urzp_m_70.jpg","27.33.13.0","8536 69 90"]
[249,"GP-2US/00           ","Gniazdo podwójne z uziemieniem schuko kompletne z ramką",23.19,1,"szt","PLN","23%","",5,null,null,null,null,"5907577482411",null,null,"ARIA",null,null,"",null,5,null,"https://www.ospel.pl/sites/all/pliki/import/image/podtynk/aria/bialy/gp-2us_00.jpg","",null,"16A 250V~, IP20, zaciski gwintowe","","",null,null,null,"BIAŁY",null,"","88 mm","82 mm","22 mm",null,null,"2024-02-19",null,"","https://www.ospel.pl/sites/all/pliki/import/image/podtynk/aria/bialy/gp-2us_00.jpg","27.33.13.0","8536 69 90"]
[250,"GP-2US/18           ","Gniazdo podwójne z uziemieniem schuko kompletne z ramką",32.28,1,"szt","PLN","23%","",5,null,null,null,null,"5907577483371",null,null,"ARIA",null,null,"",null,5,null,"https://www.ospel.pl/sites/all/pliki/import/image/podtynk/aria/srebro/gp-2us_18.jpg","",null,"16A 250V~, IP20, zaciski gwintowe","","",null,null,null,"SREBRO",null,"","88 mm","82 mm","22 mm",null,null,"2024-02-19",null,"","https://www.ospel.pl/sites/all/pliki/import/image/podtynk/aria/srebro/gp-2us_18.jpg","27.33.13.0","8536 69 90"]
[251,"GP-2US/27           ","Gniazdo podwójne z uziemieniem schuko kompletne z ramką",23.19,1,"szt","PLN","23%","",5,null,null,null,null,"5907577492120",null,null,"ARIA",null,null,"",null,5,null,"https://www.ospel.pl/sites/all/pliki/import/image/podtynk/aria/ecru/gp-2us_27.jpg","",null,"16A 250V~, IP20, zaciski gwintowe","","",null,null,null,"ECRU",null,"","88 mm","82 mm","22 mm",null,null,"2024-02-19",null,"","https://www.ospel.pl/sites/all/pliki/import/image/podtynk/aria/ecru/gp-2us_27.jpg","27.33.13.0","8536 69 90"]
[252,"GP-2US/33           ","Gniazdo podwójne z uziemieniem schuko kompletne z ramką",32.28,1,"szt","PLN","23%","",5,null,null,null,null,"5907577484262",null,null,"ARIA",null,null,"",null,5,null,"https://www.ospel.pl/sites/all/pliki/import/image/podtynk/aria/czarny/gp-2us_33.jpg","",null,"16A 250V~, IP20, zaciski gwintowe","","",null,null,null,"CZARNY METALIK",null,"","88 mm","82 mm","22 mm",null,null,"2024-02-19",null,"","https://www.ospel.pl/sites/all/pliki/import/image/podtynk/aria/czarny/gp-2us_33.jpg","27.33.13.0","8536 69 90"]
[253,"GP-2US/70           ","Gniazdo podwójne z uziemieniem schuko kompletne z ramką",32.28,1,"szt","PLN","23%","",5,null,null,null,null,"5907577485153",null,null,"ARIA",null,null,"",null,5,null,"https://www.ospel.pl/sites/all/pliki/import/image/podtynk/aria/szary_mat/gp-2us_70.jpg","",null,"16A 250V~, IP20, zaciski gwintowe","","",null,null,null,"SZARY MAT",null,"","88 mm","82 mm","22 mm",null,null,"2024-02-19",null,"","https://www.ospel.pl/sites/all/pliki/import/image/podtynk/aria/szary_mat/gp-2us_70.jpg","27.33.13.0","8536 69 90"]
[254,"GP-2USP/00          ","Gniazdo podwójne z uziemieniem schuko z przesłonami torów prądowych, kompletne z ramką",25.03,1,"szt","PLN","23%","",5,null,null,null,null,"5907577482428",null,null,"ARIA",null,null,"",null,5,null,"https://www.ospel.pl/sites/all/pliki/import/image/podtynk/aria/bialy/gp-2usp_00.jpg","",null,"16A 250V~, IP20, zaciski gwintowe","","",null,null,null,"BIAŁY",null,"","88 mm","82 mm","22 mm",null,null,"2024-02-19",null,"","https://www.ospel.pl/sites/all/pliki/import/image/podtynk/aria/bialy/gp-2usp_00.jpg","27.33.13.0","8536 69 90"]
[255,"GP-2USP/18          ","Gniazdo podwójne z uziemieniem schuko z przesłonami torów prądowych, kompletne z ramką",33.619999999999997,1,"szt","PLN","23%","",5,null,null,null,null,"5907577483388",null,null,"ARIA",null,null,"",null,5,null,"https://www.ospel.pl/sites/all/pliki/import/image/podtynk/aria/srebro/gp-2usp_18.jpg","",null,"16A 250V~, IP20, zaciski gwintowe","","",null,null,null,"SREBRO",null,"","88 mm","82 mm","22 mm",null,null,"2024-02-19",null,"","https://www.ospel.pl/sites/all/pliki/import/image/podtynk/aria/srebro/gp-2usp_18.jpg","27.33.13.0","8536 69 90"]
[256,"GP-2USP/27          ","Gniazdo podwójne z uziemieniem schuko z przesłonami torów prądowych, kompletne z ramką",25.03,1,"szt","PLN","23%","",5,null,null,null,null,"5907577492137",null,null,"ARIA",null,null,"",null,5,null,"https://www.ospel.pl/sites/all/pliki/import/image/podtynk/aria/ecru/gp-2usp_27.jpg","",null,"16A 250V~, IP20, zaciski gwintowe","","",null,null,null,"ECRU",null,"","88 mm","82 mm","22 mm",null,null,"2024-02-19",null,"","https://www.ospel.pl/sites/all/pliki/import/image/podtynk/aria/ecru/gp-2usp_27.jpg","27.33.13.0","8536 69 90"]
[257,"GP-2USP/33          ","Gniazdo podwójne z uziemieniem schuko z przesłonami torów prądowych, kompletne z ramką",33.619999999999997,1,"szt","PLN","23%","",5,null,null,null,null,"5907577484279",null,null,"ARIA",null,null,"",null,5,null,"https://www.ospel.pl/sites/all/pliki/import/image/podtynk/aria/czarny/gp-2usp_33.jpg","",null,"16A 250V~, IP20, zaciski gwintowe","","",null,null,null,"CZARNY METALIK",null,"","88 mm","82 mm","22 mm",null,null,"2024-02-19",null,"","https://www.ospel.pl/sites/all/pliki/import/image/podtynk/aria/czarny/gp-2usp_33.jpg","27.33.13.0","8536 69 90"]
[258,"GP-2USP/70          ","Gniazdo podwójne z uziemieniem schuko z przesłonami torów prądowych, kompletne z ramką",33.619999999999997,1,"szt","PLN","23%","",5,null,null,null,null,"5907577485160",null,null,"ARIA",null,null,"",null,5,null,"https://www.ospel.pl/sites/all/pliki/import/image/podtynk/aria/szary_mat/gp-2usp_70.jpg","",null,"16A 250V~, IP20, zaciski gwintowe","","",null,null,null,"SZARY MAT",null,"","88 mm","82 mm","22 mm",null,null,"2024-02-19",null,"","https://www.ospel.pl/sites/all/pliki/import/image/podtynk/aria/szary_mat/gp-2usp_70.jpg","27.33.13.0","8536 69 90"]
[259,"GP-2UZ/00           ","Gniazdo podwójne z uziemieniem kompletne z ramką",19.760000000000002,1,"szt","PLN","23%","",10,null,null,null,null,"5907577482350",null,null,"ARIA",null,null,"",null,10,null,"https://www.ospel.pl/sites/all/pliki/import/image/podtynk/aria/bialy/gp-2uz_00.jpg","",null,"16A 250V~, IP20, zaciski gwintowe","","",null,null,null,"BIAŁY",null,"0,092 kg","82 mm","82 mm","27 mm",null,null,"2024-02-19",null,"","https://www.ospel.pl/sites/all/pliki/import/image/podtynk/aria/bialy/gp-2uz_00.jpg","27.33.13.0","8536 69 90"]
[260,"GP-2UZ/18           ","Gniazdo podwójne z uziemieniem kompletne z ramką",30.8,1,"szt","PLN","23%","",4,null,null,null,null,"5907577483319",null,null,"ARIA",null,null,"",null,4,null,"https://www.ospel.pl/sites/all/pliki/import/image/podtynk/aria/srebro/gp-2uz_18.jpg","",null,"16A 250V~, IP20, zaciski gwintowe","","",null,null,null,"SREBRO",null,"0,092 kg","82 mm","82 mm","27 mm",null,null,"2024-02-19",null,"","https://www.ospel.pl/sites/all/pliki/import/image/podtynk/aria/srebro/gp-2uz_18.jpg","27.33.13.0","8536 69 90"]
[261,"GP-2UZ/27           ","Gniazdo podwójne z uziemieniem kompletne z ramką",19.760000000000002,1,"szt","PLN","23%","",10,null,null,null,null,"5907577492069",null,null,"ARIA",null,null,"",null,10,null,"https://www.ospel.pl/sites/all/pliki/import/image/podtynk/aria/ecru/gp-2uz_27.jpg","",null,"16A 250V~, IP20, zaciski gwintowe","","",null,null,null,"ECRU",null,"0,092 kg","82 mm","82 mm","27 mm",null,null,"2024-02-19",null,"","https://www.ospel.pl/sites/all/pliki/import/image/podtynk/aria/ecru/gp-2uz_27.jpg","27.33.13.0","8536 69 90"]
[262,"GP-2UZ/33           ","Gniazdo podwójne z uziemieniem kompletne z ramką",30.8,1,"szt","PLN","23%","",4,null,null,null,null,"5907577484200",null,null,"ARIA",null,null,"",null,4,null,"https://www.ospel.pl/sites/all/pliki/import/image/podtynk/aria/czarny/gp-2uz_33.jpg","",null,"16A 250V~, IP20, zaciski gwintowe","","",null,null,null,"CZARNY METALIK",null,"0,092 kg","82 mm","82 mm","27 mm",null,null,"2024-02-19",null,"","https://www.ospel.pl/sites/all/pliki/import/image/podtynk/aria/czarny/gp-2uz_33.jpg","27.33.13.0","8536 69 90"]
[263,"GP-2UZ/70           ","Gniazdo podwójne z uziemieniem kompletne z ramką",30.8,1,"szt","PLN","23%","",4,null,null,null,null,"5907577485092",null,null,"ARIA",null,null,"",null,4,null,"https://www.ospel.pl/sites/all/pliki/import/image/podtynk/aria/szary_mat/gp-2uz_70.jpg","",null,"16A 250V~, IP20, zaciski gwintowe","","",null,null,null,"SZARY MAT",null,"0,092 kg","82 mm","82 mm","27 mm",null,null,"2024-02-19",null,"","https://www.ospel.pl/sites/all/pliki/import/image/podtynk/aria/szary_mat/gp-2uz_70.jpg","27.33.13.0","8536 69 90"]
[264,"GP-2UZP/00          ","Gniazdo podwójne z uziemieniem z przesłonami torów prądowych, kompletne z ramką",21.35,1,"szt","PLN","23%","",10,null,null,null,null,"5907577482367",null,null,"ARIA",null,null,"",null,10,null,"https://www.ospel.pl/sites/all/pliki/import/image/podtynk/aria/bialy/gp-2uzp_00.jpg","",null,"16A 250V~, IP20, zaciski gwintowe","","",null,null,null,"BIAŁY",null,"0,094 kg","82 mm","82 mm","27 mm",null,null,"2024-02-19",null,"","https://www.ospel.pl/sites/all/pliki/import/image/podtynk/aria/bialy/gp-2uzp_00.jpg","27.33.13.0","8536 69 90"]
[265,"GP-2UZP/18          ","Gniazdo podwójne z uziemieniem z przesłonami torów prądowych, kompletne z ramką",31.91,1,"szt","PLN","23%","",4,null,null,null,null,"5907577483326",null,null,"ARIA",null,null,"",null,4,null,"https://www.ospel.pl/sites/all/pliki/import/image/podtynk/aria/srebro/gp-2uzp_18.jpg","",null,"16A 250V~, IP20, zaciski gwintowe","","",null,null,null,"SREBRO",null,"0,094 kg","82 mm","82 mm","27 mm",null,null,"2024-02-19",null,"","https://www.ospel.pl/sites/all/pliki/import/image/podtynk/aria/srebro/gp-2uzp_18.jpg","27.33.13.0","8536 69 90"]
[266,"GP-2UZP/27          ","Gniazdo podwójne z uziemieniem z przesłonami torów prądowych, kompletne z ramką",21.35,1,"szt","PLN","23%","",10,null,null,null,null,"5907577492076",null,null,"ARIA",null,null,"",null,10,null,"https://www.ospel.pl/sites/all/pliki/import/image/podtynk/aria/ecru/gp-2uzp_27.jpg","",null,"16A 250V~, IP20, zaciski gwintowe","","",null,null,null,"ECRU",null,"0,094 kg","82 mm","82 mm","27 mm",null,null,"2024-02-19",null,"","https://www.ospel.pl/sites/all/pliki/import/image/podtynk/aria/ecru/gp-2uzp_27.jpg","27.33.13.0","8536 69 90"]
[267,"GP-2UZP/33          ","Gniazdo podwójne z uziemieniem z przesłonami torów prądowych, kompletne z ramką",31.91,1,"szt","PLN","23%","",4,null,null,null,null,"5907577484217",null,null,"ARIA",null,null,"",null,4,null,"https://www.ospel.pl/sites/all/pliki/import/image/podtynk/aria/czarny/gp-2uzp_33.jpg","",null,"16A 250V~, IP20, zaciski gwintowe","","",null,null,null,"CZARNY METALIK",null,"0,094 kg","82 mm","82 mm","27 mm",null,null,"2024-02-19",null,"","https://www.ospel.pl/sites/all/pliki/import/image/podtynk/aria/czarny/gp-2uzp_33.jpg","27.33.13.0","8536 69 90"]
[268,"GP-2UZP/70          ","Gniazdo podwójne z uziemieniem z przesłonami torów prądowych, kompletne z ramką",31.91,1,"szt","PLN","23%","",4,null,null,null,null,"5907577485108",null,null,"ARIA",null,null,"",null,4,null,"https://www.ospel.pl/sites/all/pliki/import/image/podtynk/aria/szary_mat/gp-2uzp_70.jpg","",null,"16A 250V~, IP20, zaciski gwintowe","","",null,null,null,"SZARY MAT",null,"0,094 kg","82 mm","82 mm","27 mm",null,null,"2024-02-19",null,"","https://www.ospel.pl/sites/all/pliki/import/image/podtynk/aria/szary_mat/gp-2uzp_70.jpg","27.33.13.0","8536 69 90"]
[269,"GP-3U/m/00          ","Gniazdo potrójne EURO ",17.53,1,"szt","PLN","23%","",10,null,null,null,null,"5907577482435",null,null,"ARIA",null,null,"",null,10,null,"https://www.ospel.pl/sites/all/pliki/import/image/podtynk/aria/bialy/gp-3u_m_00.jpg","",null,"2,5A 250V~, IP20, zaciski gwintowe","","",null,null,null,"BIAŁY",null,"0,070 kg","71 mm","71 mm","26 mm",null,null,"2024-02-19",null,"","https://www.ospel.pl/sites/all/pliki/import/image/podtynk/aria/bialy/gp-3u_m_00.jpg","27.33.13.0","8536 69 90"]
[270,"GP-3U/m/18          ","Gniazdo potrójne EURO ",24.67,1,"szt","PLN","23%","",4,null,null,null,null,"5907577483395",null,null,"ARIA",null,null,"",null,4,null,"https://www.ospel.pl/sites/all/pliki/import/image/podtynk/aria/srebro/gp-3u_m_18.jpg","",null,"2,5A 250V~, IP20, zaciski gwintowe","","",null,null,null,"SREBRO",null,"0,070 kg","71 mm","71 mm","26 mm",null,null,"2024-02-19",null,"","https://www.ospel.pl/sites/all/pliki/import/image/podtynk/aria/srebro/gp-3u_m_18.jpg","27.33.13.0","8536 69 90"]
[271,"GP-3U/m/27          ","Gniazdo potrójne EURO ",17.53,1,"szt","PLN","23%","",10,null,null,null,null,"5907577492144",null,null,"ARIA",null,null,"",null,10,null,"https://www.ospel.pl/sites/all/pliki/import/image/podtynk/aria/ecru/gp-3u_m_27.jpg","",null,"2,5A 250V~, IP20, zaciski gwintowe","","",null,null,null,"ECRU",null,"0,070 kg","71 mm","71 mm","26 mm",null,null,"2024-02-19",null,"","https://www.ospel.pl/sites/all/pliki/import/image/podtynk/aria/ecru/gp-3u_m_27.jpg","27.33.13.0","8536 69 90"]
[272,"GP-3U/m/33          ","Gniazdo potrójne EURO ",24.67,1,"szt","PLN","23%","",4,null,null,null,null,"5907577484286",null,null,"ARIA",null,null,"",null,4,null,"https://www.ospel.pl/sites/all/pliki/import/image/podtynk/aria/czarny/gp-3u_m_33.jpg","",null,"2,5A 250V~, IP20, zaciski gwintowe","","",null,null,null,"CZARNY METALIK",null,"0,070 kg","71 mm","71 mm","26 mm",null,null,"2024-02-19",null,"","https://www.ospel.pl/sites/all/pliki/import/image/podtynk/aria/czarny/gp-3u_m_33.jpg","27.33.13.0","8536 69 90"]
[273,"GP-3U/m/70          ","Gniazdo potrójne EURO ",24.67,1,"szt","PLN","23%","",4,null,null,null,null,"5907577485177",null,null,"ARIA",null,null,"",null,4,null,"https://www.ospel.pl/sites/all/pliki/import/image/podtynk/aria/szary_mat/gp-3u_m_70.jpg","",null,"2,5A 250V~, IP20, zaciski gwintowe","","",null,null,null,"SZARY MAT",null,"0,070 kg","71 mm","71 mm","26 mm",null,null,"2024-02-19",null,"","https://www.ospel.pl/sites/all/pliki/import/image/podtynk/aria/szary_mat/gp-3u_m_70.jpg","27.33.13.0","8536 69 90"]
[274,"GP-3UP/m/00         ","Gniazdo potrójne EURO z przesłonami torów prądowych",19.53,1,"szt","PLN","23%","",10,null,null,null,null,"5907577485856",null,null,"ARIA",null,null,"",null,10,null,"https://www.ospel.pl/sites/all/pliki/import/image/podtynk/aria/bialy/gp-3up_m_00.jpg","",null,"2,5A 250V~, IP20, zaciski gwintowe","","",null,null,null,"BIAŁY",null,"0,072 kg","71 mm","71 mm","26 mm",null,null,"2024-02-19",null,"","https://www.ospel.pl/sites/all/pliki/import/image/podtynk/aria/bialy/gp-3up_m_00.jpg","27.33.13.0","8536 69 90"]
[275,"GP-3UP/m/18         ","Gniazdo potrójne EURO z przesłonami torów prądowych",26.26,1,"szt","PLN","23%","",4,null,null,null,null,"5907577485863",null,null,"ARIA",null,null,"",null,4,null,"https://www.ospel.pl/sites/all/pliki/import/image/podtynk/aria/srebro/gp-3up_m_18.jpg","",null,"2,5A 250V~, IP20, zaciski gwintowe","","",null,null,null,"SREBRO",null,"0,072 kg","71 mm","71 mm","26 mm",null,null,"2024-02-19",null,"","https://www.ospel.pl/sites/all/pliki/import/image/podtynk/aria/srebro/gp-3up_m_18.jpg","27.33.13.0","8536 69 90"]
[276,"GP-3UP/m/27         ","Gniazdo potrójne EURO z przesłonami torów prądowych",19.53,1,"szt","PLN","23%","",10,null,null,null,null,"5907577492687",null,null,"ARIA",null,null,"",null,10,null,"https://www.ospel.pl/sites/all/pliki/import/image/podtynk/aria/ecru/gp-3up_m_27.jpg","",null,"2,5A 250V~, IP20, zaciski gwintowe","","",null,null,null,"ECRU",null,"0,072 kg","71 mm","71 mm","26 mm",null,null,"2024-02-19",null,"","https://www.ospel.pl/sites/all/pliki/import/image/podtynk/aria/ecru/gp-3up_m_27.jpg","27.33.13.0","8536 69 90"]
[277,"GP-3UP/m/33         ","Gniazdo potrójne EURO z przesłonami torów prądowych",26.26,1,"szt","PLN","23%","",4,null,null,null,null,"5907577485870",null,null,"ARIA",null,null,"",null,4,null,"https://www.ospel.pl/sites/all/pliki/import/image/podtynk/aria/czarny/gp-3up_m_33.jpg","",null,"2,5A 250V~, IP20, zaciski gwintowe","","",null,null,null,"CZARNY METALIK",null,"0,072 kg","71 mm","71 mm","26 mm",null,null,"2024-02-19",null,"","https://www.ospel.pl/sites/all/pliki/import/image/podtynk/aria/czarny/gp-3up_m_33.jpg","27.33.13.0","8536 69 90"]
[278,"GP-3UP/m/70         ","Gniazdo potrójne EURO z przesłonami torów prądowych",26.26,1,"szt","PLN","23%","",4,null,null,null,null,"5907577485887",null,null,"ARIA",null,null,"",null,4,null,"https://www.ospel.pl/sites/all/pliki/import/image/podtynk/aria/szary_mat/gp-3up_m_70.jpg","",null,"2,5A 250V~, IP20, zaciski gwintowe","","",null,null,null,"SZARY MAT",null,"0,072 kg","71 mm","71 mm","26 mm",null,null,"2024-02-19",null,"","https://www.ospel.pl/sites/all/pliki/import/image/podtynk/aria/szary_mat/gp-3up_m_70.jpg","27.33.13.0","8536 69 90"]
[279,"GPA-10UP/m/00       ","Gniazdo RTV przelotowe 10-dB ",55.68,1,"szt","PLN","23%","",10,null,null,null,null,"5907577482459",null,null,"ARIA",null,null,"",null,10,null,"https://www.ospel.pl/sites/all/pliki/import/image/podtynk/aria/bialy/gpa-10up_m_00.jpg","",null,"Współczynnik tłumienia 10dB","","",null,null,null,"BIAŁY",null,"0,105 kg","71 mm","71 mm","25 mm",null,null,"2024-02-19",null,"","https://www.ospel.pl/sites/all/pliki/import/image/podtynk/aria/bialy/gpa-10up_m_00.jpg","26.40.52.0","8517 18 00"]
[280,"GPA-10UP/m/18       ","Gniazdo RTV przelotowe 10-dB ",65.290000000000006,1,"szt","PLN","23%","",4,null,null,null,null,"5907577483418",null,null,"ARIA",null,null,"",null,4,null,"https://www.ospel.pl/sites/all/pliki/import/image/podtynk/aria/srebro/gpa-10up_m_18.jpg","",null,"Współczynnik tłumienia 10dB","","",null,null,null,"SREBRO",null,"0,105 kg","71 mm","71 mm","25 mm",null,null,"2024-02-19",null,"","https://www.ospel.pl/sites/all/pliki/import/image/podtynk/aria/srebro/gpa-10up_m_18.jpg","26.40.52.0","8517 18 00"]
[281,"GPA-10UP/m/27       ","Gniazdo RTV przelotowe 10-dB ",55.68,1,"szt","PLN","23%","",10,null,null,null,null,"5907577492168",null,null,"ARIA",null,null,"",null,10,null,"https://www.ospel.pl/sites/all/pliki/import/image/podtynk/aria/ecru/gpa-10up_m_27.jpg","",null,"Współczynnik tłumienia 10dB","","",null,null,null,"ECRU",null,"0,105 kg","71 mm","71 mm","25 mm",null,null,"2024-02-19",null,"","https://www.ospel.pl/sites/all/pliki/import/image/podtynk/aria/ecru/gpa-10up_m_27.jpg","26.40.52.0","8517 18 00"]
[282,"GPA-10UP/m/33       ","Gniazdo RTV przelotowe 10-dB ",65.290000000000006,1,"szt","PLN","23%","",4,null,null,null,null,"5907577484309",null,null,"ARIA",null,null,"",null,4,null,"https://www.ospel.pl/sites/all/pliki/import/image/podtynk/aria/czarny/gpa-10up_m_33.jpg","",null,"Współczynnik tłumienia 10dB","","",null,null,null,"CZARNY METALIK",null,"0,105 kg","71 mm","71 mm","25 mm",null,null,"2024-02-19",null,"","https://www.ospel.pl/sites/all/pliki/import/image/podtynk/aria/czarny/gpa-10up_m_33.jpg","26.40.52.0","8517 18 00"]
[283,"GPA-10UP/m/70       ","Gniazdo RTV przelotowe 10-dB ",65.290000000000006,1,"szt","PLN","23%","",4,null,null,null,null,"5907577485191",null,null,"ARIA",null,null,"",null,4,null,"https://www.ospel.pl/sites/all/pliki/import/image/podtynk/aria/szary_mat/gpa-10up_m_70.jpg","",null,"Współczynnik tłumienia 10dB","","",null,null,null,"SZARY MAT",null,"0,105 kg","71 mm","71 mm","25 mm",null,null,"2024-02-19",null,"","https://www.ospel.pl/sites/all/pliki/import/image/podtynk/aria/szary_mat/gpa-10up_m_70.jpg","26.40.52.0","8517 18 00"]
[284,"GPA-10UPZ/m/00      ","Gniazdo RTV zakończeniowe 10-dB ",55.68,1,"szt","PLN","23%","",10,null,null,null,null,"5907577482466",null,null,"ARIA",null,null,"",null,10,null,"https://www.ospel.pl/sites/all/pliki/import/image/podtynk/aria/bialy/gpa-10up_m_00.jpg","",null,"Współczynnik tłumienia 10dB","","",null,null,null,"BIAŁY",null,"0,105 kg","71 mm","71 mm","25 mm",null,null,"2024-02-19",null,"","https://www.ospel.pl/sites/all/pliki/import/image/podtynk/aria/bialy/gpa-10up_m_00.jpg","26.40.52.0","8517 18 00"]
[285,"GPA-10UPZ/m/18      ","Gniazdo RTV zakończeniowe 10-dB ",65.290000000000006,1,"szt","PLN","23%","",4,null,null,null,null,"5907577483425",null,null,"ARIA",null,null,"",null,4,null,"https://www.ospel.pl/sites/all/pliki/import/image/podtynk/aria/srebro/gpa-10up_m_18.jpg","",null,"Współczynnik tłumienia 10dB","","",null,null,null,"SREBRO",null,"0,105 kg","71 mm","71 mm","25 mm",null,null,"2024-02-19",null,"","https://www.ospel.pl/sites/all/pliki/import/image/podtynk/aria/srebro/gpa-10up_m_18.jpg","26.40.52.0","8517 18 00"]
[286,"GPA-10UPZ/m/27      ","Gniazdo RTV zakończeniowe 10-dB ",55.68,1,"szt","PLN","23%","",10,null,null,null,null,"5907577492175",null,null,"ARIA",null,null,"",null,10,null,"https://www.ospel.pl/sites/all/pliki/import/image/podtynk/aria/ecru/gpa-10up_m_27.jpg","",null,"Współczynnik tłumienia 10dB","","",null,null,null,"ECRU",null,"0,105 kg","71 mm","71 mm","25 mm",null,null,"2024-02-19",null,"","https://www.ospel.pl/sites/all/pliki/import/image/podtynk/aria/ecru/gpa-10up_m_27.jpg","26.40.52.0","8517 18 00"]
[287,"GPA-10UPZ/m/33      ","Gniazdo RTV zakończeniowe 10-dB ",65.290000000000006,1,"szt","PLN","23%","",4,null,null,null,null,"5907577484316",null,null,"ARIA",null,null,"",null,4,null,"https://www.ospel.pl/sites/all/pliki/import/image/podtynk/aria/czarny/gpa-10up_m_33.jpg","",null,"Współczynnik tłumienia 10dB","","",null,null,null,"CZARNY METALIK",null,"0,105 kg","71 mm","71 mm","25 mm",null,null,"2024-02-19",null,"","https://www.ospel.pl/sites/all/pliki/import/image/podtynk/aria/czarny/gpa-10up_m_33.jpg","26.40.52.0","8517 18 00"]
[288,"GPA-10UPZ/m/70      ","Gniazdo RTV zakończeniowe 10-dB ",65.290000000000006,1,"szt","PLN","23%","",4,null,null,null,null,"5907577485207",null,null,"ARIA",null,null,"",null,4,null,"https://www.ospel.pl/sites/all/pliki/import/image/podtynk/aria/szary_mat/gpa-10up_m_70.jpg","",null,"Współczynnik tłumienia 10dB","","",null,null,null,"SZARY MAT",null,"0,105 kg","71 mm","71 mm","25 mm",null,null,"2024-02-19",null,"","https://www.ospel.pl/sites/all/pliki/import/image/podtynk/aria/szary_mat/gpa-10up_m_70.jpg","26.40.52.0","8517 18 00"]
[289,"GPA-14UP/m/00       ","Gniazdo RTV przelotowe 14-dB ",55.68,1,"szt","PLN","23%","",10,null,null,null,null,"5907577482473",null,null,"ARIA",null,null,"",null,10,null,"https://www.ospel.pl/sites/all/pliki/import/image/podtynk/aria/bialy/gpa-10up_m_00.jpg","",null,"Współczynnik tłumienia 14dB","","",null,null,null,"BIAŁY",null,"0,105 kg","71 mm","71 mm","25 mm",null,null,"2024-02-19",null,"","https://www.ospel.pl/sites/all/pliki/import/image/podtynk/aria/bialy/gpa-10up_m_00.jpg","26.40.52.0","8517 18 00"]
[290,"GPA-14UP/m/18       ","Gniazdo RTV przelotowe 14-dB ",65.290000000000006,1,"szt","PLN","23%","",4,null,null,null,null,"5907577483432",null,null,"ARIA",null,null,"",null,4,null,"https://www.ospel.pl/sites/all/pliki/import/image/podtynk/aria/srebro/gpa-10up_m_18.jpg","",null,"Współczynnik tłumienia 14dB","","",null,null,null,"SREBRO",null,"0,105 kg","71 mm","71 mm","25 mm",null,null,"2024-02-19",null,"","https://www.ospel.pl/sites/all/pliki/import/image/podtynk/aria/srebro/gpa-10up_m_18.jpg","26.40.52.0","8517 18 00"]
[291,"GPA-14UP/m/27       ","Gniazdo RTV przelotowe 14-dB ",55.68,1,"szt","PLN","23%","",10,null,null,null,null,"5907577492182",null,null,"ARIA",null,null,"",null,10,null,"https://www.ospel.pl/sites/all/pliki/import/image/podtynk/aria/ecru/gpa-10up_m_27.jpg","",null,"Współczynnik tłumienia 14dB","","",null,null,null,"ECRU",null,"0,105 kg","71 mm","71 mm","25 mm",null,null,"2024-02-19",null,"","https://www.ospel.pl/sites/all/pliki/import/image/podtynk/aria/ecru/gpa-10up_m_27.jpg","26.40.52.0","8517 18 00"]
[292,"GPA-14UP/m/33       ","Gniazdo RTV przelotowe 14-dB ",65.290000000000006,1,"szt","PLN","23%","",4,null,null,null,null,"5907577484323",null,null,"ARIA",null,null,"",null,4,null,"https://www.ospel.pl/sites/all/pliki/import/image/podtynk/aria/czarny/gpa-10up_m_33.jpg","",null,"Współczynnik tłumienia 14dB","","",null,null,null,"CZARNY METALIK",null,"0,105 kg","71 mm","71 mm","25 mm",null,null,"2024-02-19",null,"","https://www.ospel.pl/sites/all/pliki/import/image/podtynk/aria/czarny/gpa-10up_m_33.jpg","26.40.52.0","8517 18 00"]
[293,"GPA-14UP/m/70       ","Gniazdo RTV przelotowe 14-dB ",65.290000000000006,1,"szt","PLN","23%","",4,null,null,null,null,"5907577485214",null,null,"ARIA",null,null,"",null,4,null,"https://www.ospel.pl/sites/all/pliki/import/image/podtynk/aria/szary_mat/gpa-10up_m_70.jpg","",null,"Współczynnik tłumienia 14dB","","",null,null,null,"SZARY MAT",null,"0,105 kg","71 mm","71 mm","25 mm",null,null,"2024-02-19",null,"","https://www.ospel.pl/sites/all/pliki/import/image/podtynk/aria/szary_mat/gpa-10up_m_70.jpg","26.40.52.0","8517 18 00"]
[294,"GPA-16UP/m/00       ","Gniazdo RTV przelotowe 16-dB ",55.68,1,"szt","PLN","23%","",10,null,null,null,null,"5907577482480",null,null,"ARIA",null,null,"",null,10,null,"https://www.ospel.pl/sites/all/pliki/import/image/podtynk/aria/bialy/gpa-10up_m_00.jpg","",null,"Współczynnik tłumienia 16dB","","",null,null,null,"BIAŁY",null,"0,105 kg","71 mm","71 mm","25 mm",null,null,"2024-02-19",null,"","https://www.ospel.pl/sites/all/pliki/import/image/podtynk/aria/bialy/gpa-10up_m_00.jpg","26.40.52.0","8517 18 00"]
[295,"GPA-16UP/m/18       ","Gniazdo RTV przelotowe 16-dB ",65.290000000000006,1,"szt","PLN","23%","",4,null,null,null,null,"5907577483449",null,null,"ARIA",null,null,"",null,4,null,"https://www.ospel.pl/sites/all/pliki/import/image/podtynk/aria/srebro/gpa-10up_m_18.jpg","",null,"Współczynnik tłumienia 16dB","","",null,null,null,"SREBRO",null,"0,105 kg","71 mm","71 mm","25 mm",null,null,"2024-02-19",null,"","https://www.ospel.pl/sites/all/pliki/import/image/podtynk/aria/srebro/gpa-10up_m_18.jpg","26.40.52.0","8517 18 00"]
[296,"GPA-16UP/m/27       ","Gniazdo RTV przelotowe 16-dB ",55.68,1,"szt","PLN","23%","",10,null,null,null,null,"5907577492199",null,null,"ARIA",null,null,"",null,10,null,"https://www.ospel.pl/sites/all/pliki/import/image/podtynk/aria/ecru/gpa-10up_m_27.jpg","",null,"Współczynnik tłumienia 16dB","","",null,null,null,"ECRU",null,"0,105 kg","71 mm","71 mm","25 mm",null,null,"2024-02-19",null,"","https://www.ospel.pl/sites/all/pliki/import/image/podtynk/aria/ecru/gpa-10up_m_27.jpg","26.40.52.0","8517 18 00"]
[297,"GPA-16UP/m/33       ","Gniazdo RTV przelotowe 16-dB ",65.290000000000006,1,"szt","PLN","23%","",4,null,null,null,null,"5907577484330",null,null,"ARIA",null,null,"",null,4,null,"https://www.ospel.pl/sites/all/pliki/import/image/podtynk/aria/czarny/gpa-10up_m_33.jpg","",null,"Współczynnik tłumienia 16dB","","",null,null,null,"CZARNY METALIK",null,"0,105 kg","71 mm","71 mm","25 mm",null,null,"2024-02-19",null,"","https://www.ospel.pl/sites/all/pliki/import/image/podtynk/aria/czarny/gpa-10up_m_33.jpg","26.40.52.0","8517 18 00"]
[298,"GPA-16UP/m/70       ","Gniazdo RTV przelotowe 16-dB ",65.290000000000006,1,"szt","PLN","23%","",4,null,null,null,null,"5907577485221",null,null,"ARIA",null,null,"",null,4,null,"https://www.ospel.pl/sites/all/pliki/import/image/podtynk/aria/szary_mat/gpa-10up_m_70.jpg","",null,"Współczynnik tłumienia 16dB","","",null,null,null,"SZARY MAT",null,"0,105 kg","71 mm","71 mm","25 mm",null,null,"2024-02-19",null,"","https://www.ospel.pl/sites/all/pliki/import/image/podtynk/aria/szary_mat/gpa-10up_m_70.jpg","26.40.52.0","8517 18 00"]
[299,"GPA-1UF/m/00        ","Gniazdo antenowe typu F pojedyncze ",23.61,1,"szt","PLN","23%","",10,null,null,null,null,"5907577482541",null,null,"ARIA",null,null,"",null,10,null,"https://www.ospel.pl/sites/all/pliki/import/image/podtynk/aria/bialy/gpa-1uf_m_00.jpg","",null,"","","",null,null,null,"BIAŁY",null,"0,060 kg","71 mm","71 mm","22 mm",null,null,"2024-02-19",null,"","https://www.ospel.pl/sites/all/pliki/import/image/podtynk/aria/bialy/gpa-1uf_m_00.jpg","26.40.52.0","8517 18 00"]
[300,"GPA-1UF/m/18        ","Gniazdo antenowe typu F pojedyncze ",27.78,1,"szt","PLN","23%","",4,null,null,null,null,"5907577483500",null,null,"ARIA",null,null,"",null,4,null,"https://www.ospel.pl/sites/all/pliki/import/image/podtynk/aria/srebro/gpa-1uf_m_18.jpg","",null,"","","",null,null,null,"SREBRO",null,"0,060 kg","71 mm","71 mm","22 mm",null,null,"2024-02-19",null,"","https://www.ospel.pl/sites/all/pliki/import/image/podtynk/aria/srebro/gpa-1uf_m_18.jpg","26.40.52.0","8517 18 00"]
[301,"GPA-1UF/m/27        ","Gniazdo antenowe typu F pojedyncze ",23.61,1,"szt","PLN","23%","",10,null,null,null,null,"5907577492250",null,null,"ARIA",null,null,"",null,10,null,"https://www.ospel.pl/sites/all/pliki/import/image/podtynk/aria/ecru/gpa-1uf_m_27.jpg","",null,"","","",null,null,null,"ECRU",null,"0,060 kg","71 mm","71 mm","22 mm",null,null,"2024-02-19",null,"","https://www.ospel.pl/sites/all/pliki/import/image/podtynk/aria/ecru/gpa-1uf_m_27.jpg","26.40.52.0","8517 18 00"]
[302,"GPA-1UF/m/33        ","Gniazdo antenowe typu F pojedyncze ",27.78,1,"szt","PLN","23%","",4,null,null,null,null,"5907577484392",null,null,"ARIA",null,null,"",null,4,null,"https://www.ospel.pl/sites/all/pliki/import/image/podtynk/aria/czarny/gpa-1uf_m_33.jpg","",null,"","","",null,null,null,"CZARNY METALIK",null,"0,060 kg","71 mm","71 mm","22 mm",null,null,"2024-02-19",null,"","https://www.ospel.pl/sites/all/pliki/import/image/podtynk/aria/czarny/gpa-1uf_m_33.jpg","26.40.52.0","8517 18 00"]
[303,"GPA-1UF/m/70        ","Gniazdo antenowe typu F pojedyncze ",27.78,1,"szt","PLN","23%","",4,null,null,null,null,"5907577485283",null,null,"ARIA",null,null,"",null,4,null,"https://www.ospel.pl/sites/all/pliki/import/image/podtynk/aria/szary_mat/gpa-1uf_m_70.jpg","",null,"","","",null,null,null,"SZARY MAT",null,"0,060 kg","71 mm","71 mm","22 mm",null,null,"2024-02-19",null,"","https://www.ospel.pl/sites/all/pliki/import/image/podtynk/aria/szary_mat/gpa-1uf_m_70.jpg","26.40.52.0","8517 18 00"]
[304,"GPA-2UF/m/00        ","Gniazdo antenowe typu F podwójne ",30.21,1,"szt","PLN","23%","",10,null,null,null,null,"5907577482558",null,null,"ARIA",null,null,"",null,10,null,"https://www.ospel.pl/sites/all/pliki/import/image/podtynk/aria/bialy/gpa-2uf_m_00.jpg","",null,"","","",null,null,null,"BIAŁY",null,"0,070 kg","71 mm","71 mm","22 mm",null,null,"2024-02-19",null,"","https://www.ospel.pl/sites/all/pliki/import/image/podtynk/aria/bialy/gpa-2uf_m_00.jpg","26.40.52.0","8517 18 00"]
[305,"GPA-2UF/m/18        ","Gniazdo antenowe typu F podwójne ",34.03,1,"szt","PLN","23%","",4,null,null,null,null,"5907577483517",null,null,"ARIA",null,null,"",null,4,null,"https://www.ospel.pl/sites/all/pliki/import/image/podtynk/aria/srebro/gpa-2uf_m_18.jpg","",null,"","","",null,null,null,"SREBRO",null,"0,070 kg","71 mm","71 mm","22 mm",null,null,"2024-02-19",null,"","https://www.ospel.pl/sites/all/pliki/import/image/podtynk/aria/srebro/gpa-2uf_m_18.jpg","26.40.52.0","8517 18 00"]
[306,"GPA-2UF/m/27        ","Gniazdo antenowe typu F podwójne ",30.21,1,"szt","PLN","23%","",10,null,null,null,null,"5907577492267",null,null,"ARIA",null,null,"",null,10,null,"https://www.ospel.pl/sites/all/pliki/import/image/podtynk/aria/ecru/gpa-2uf_m_27.jpg","",null,"","","",null,null,null,"ECRU",null,"0,070 kg","71 mm","71 mm","22 mm",null,null,"2024-02-19",null,"","https://www.ospel.pl/sites/all/pliki/import/image/podtynk/aria/ecru/gpa-2uf_m_27.jpg","26.40.52.0","8517 18 00"]
[307,"GPA-2UF/m/33        ","Gniazdo antenowe typu F podwójne ",34.03,1,"szt","PLN","23%","",4,null,null,null,null,"5907577484408",null,null,"ARIA",null,null,"",null,4,null,"https://www.ospel.pl/sites/all/pliki/import/image/podtynk/aria/czarny/gpa-2uf_m_33.jpg","",null,"","","",null,null,null,"CZARNY METALIK",null,"0,070 kg","71 mm","71 mm","22 mm",null,null,"2024-02-19",null,"","https://www.ospel.pl/sites/all/pliki/import/image/podtynk/aria/czarny/gpa-2uf_m_33.jpg","26.40.52.0","8517 18 00"]
[308,"GPA-2UF/m/70        ","Gniazdo antenowe typu F podwójne ",34.03,1,"szt","PLN","23%","",4,null,null,null,null,"5907577485290",null,null,"ARIA",null,null,"",null,4,null,"https://www.ospel.pl/sites/all/pliki/import/image/podtynk/aria/szary_mat/gpa-2uf_m_70.jpg","",null,"","","",null,null,null,"SZARY MAT",null,"0,070 kg","71 mm","71 mm","22 mm",null,null,"2024-02-19",null,"","https://www.ospel.pl/sites/all/pliki/import/image/podtynk/aria/szary_mat/gpa-2uf_m_70.jpg","26.40.52.0","8517 18 00"]
[309,"GPA-U2S/m/00        ","Gniazdo RTV-SAT z dwoma wyjściami SAT ",98.16,1,"szt","PLN","23%","",10,null,null,null,null,"5907577482534",null,null,"ARIA",null,null,"",null,10,null,"https://www.ospel.pl/sites/all/pliki/import/image/podtynk/aria/bialy/gpa-u2s_m_00.jpg","",null,"Współczynnik tłumienia 1,5dB","","",null,null,null,"BIAŁY",null,"0,115 kg","71 mm","71 mm","25 mm",null,null,"2024-02-19",null,"","https://www.ospel.pl/sites/all/pliki/import/image/podtynk/aria/bialy/gpa-u2s_m_00.jpg","26.40.52.0","8517 18 00"]
[310,"GPA-U2S/m/18        ","Gniazdo RTV-SAT z dwoma wyjściami SAT ",102.92,1,"szt","PLN","23%","",4,null,null,null,null,"5907577483494",null,null,"ARIA",null,null,"",null,4,null,"https://www.ospel.pl/sites/all/pliki/import/image/podtynk/aria/srebro/gpa-u2s_m_18.jpg","",null,"Współczynnik tłumienia 1,5dB","","",null,null,null,"SREBRO",null,"0,115 kg","71 mm","71 mm","25 mm",null,null,"2024-02-19",null,"","https://www.ospel.pl/sites/all/pliki/import/image/podtynk/aria/srebro/gpa-u2s_m_18.jpg","26.40.52.0","8517 18 00"]
[311,"GPA-U2S/m/27        ","Gniazdo RTV-SAT z dwoma wyjściami SAT ",98.16,1,"szt","PLN","23%","",10,null,null,null,null,"5907577492243",null,null,"ARIA",null,null,"",null,10,null,"https://www.ospel.pl/sites/all/pliki/import/image/podtynk/aria/ecru/gpa-u2s_m_27.jpg","",null,"Współczynnik tłumienia 1,5dB","","",null,null,null,"ECRU",null,"0,115 kg","71 mm","71 mm","25 mm",null,null,"2024-02-19",null,"","https://www.ospel.pl/sites/all/pliki/import/image/podtynk/aria/ecru/gpa-u2s_m_27.jpg","26.40.52.0","8517 18 00"]
[312,"GPA-U2S/m/33        ","Gniazdo RTV-SAT z dwoma wyjściami SAT ",102.92,1,"szt","PLN","23%","",4,null,null,null,null,"5907577484385",null,null,"ARIA",null,null,"",null,4,null,"https://www.ospel.pl/sites/all/pliki/import/image/podtynk/aria/czarny/gpa-u2s_m_33.jpg","",null,"Współczynnik tłumienia 1,5dB","","",null,null,null,"CZARNY METALIK",null,"0,115 kg","71 mm","71 mm","25 mm",null,null,"2024-02-19",null,"","https://www.ospel.pl/sites/all/pliki/import/image/podtynk/aria/czarny/gpa-u2s_m_33.jpg","26.40.52.0","8517 18 00"]
[313,"GPA-U2S/m/70        ","Gniazdo RTV-SAT z dwoma wyjściami SAT ",102.92,1,"szt","PLN","23%","",4,null,null,null,null,"5907577485276",null,null,"ARIA",null,null,"",null,4,null,"https://www.ospel.pl/sites/all/pliki/import/image/podtynk/aria/szary_mat/gpa-u2s_m_70.jpg","",null,"Współczynnik tłumienia 1,5dB","","",null,null,null,"SZARY MAT",null,"0,115 kg","71 mm","71 mm","25 mm",null,null,"2024-02-19",null,"","https://www.ospel.pl/sites/all/pliki/import/image/podtynk/aria/szary_mat/gpa-u2s_m_70.jpg","26.40.52.0","8517 18 00"]
[314,"GPA-UD/m/00         ","Gniazdo RTV-DATA ",84.5,1,"szt","PLN","23%","",10,null,null,null,null,"5907577482527",null,null,"ARIA",null,null,"",null,10,null,"https://www.ospel.pl/sites/all/pliki/import/image/podtynk/aria/bialy/gpa-ud_m_00.jpg","",null,"Częstotliwość toru DATA 5÷862 MHz","","",null,null,null,"BIAŁY",null,"0,109 kg","71 mm","71 mm","25 mm",null,null,"2024-02-19",null,"","https://www.ospel.pl/sites/all/pliki/import/image/podtynk/aria/bialy/gpa-ud_m_00.jpg","26.40.52.0","8517 18 00"]
[315,"GPA-UD/m/18         ","Gniazdo RTV-DATA ",88.44,1,"szt","PLN","23%","",4,null,null,null,null,"5907577483487",null,null,"ARIA",null,null,"",null,4,null,"https://www.ospel.pl/sites/all/pliki/import/image/podtynk/aria/srebro/gpa-ud_m_18.jpg","",null,"Częstotliwość toru DATA 5÷862 MHz","","",null,null,null,"SREBRO",null,"0,109 kg","71 mm","71 mm","25 mm",null,null,"2024-02-19",null,"","https://www.ospel.pl/sites/all/pliki/import/image/podtynk/aria/srebro/gpa-ud_m_18.jpg","26.40.52.0","8517 18 00"]
[316,"GPA-UD/m/27         ","Gniazdo RTV-DATA ",84.5,1,"szt","PLN","23%","",10,null,null,null,null,"5907577492236",null,null,"ARIA",null,null,"",null,10,null,"https://www.ospel.pl/sites/all/pliki/import/image/podtynk/aria/ecru/gpa-ud_m_27.jpg","",null,"Częstotliwość toru DATA 5÷862 MHz","","",null,null,null,"ECRU",null,"0,109 kg","71 mm","71 mm","25 mm",null,null,"2024-02-19",null,"","https://www.ospel.pl/sites/all/pliki/import/image/podtynk/aria/ecru/gpa-ud_m_27.jpg","26.40.52.0","8517 18 00"]
[317,"GPA-UD/m/33         ","Gniazdo RTV-DATA ",88.44,1,"szt","PLN","23%","",4,null,null,null,null,"5907577484378",null,null,"ARIA",null,null,"",null,4,null,"https://www.ospel.pl/sites/all/pliki/import/image/podtynk/aria/czarny/gpa-ud_m_33.jpg","",null,"Częstotliwość toru DATA 5÷862 MHz","","",null,null,null,"CZARNY METALIK",null,"0,109 kg","71 mm","71 mm","25 mm",null,null,"2024-02-19",null,"","https://www.ospel.pl/sites/all/pliki/import/image/podtynk/aria/czarny/gpa-ud_m_33.jpg","26.40.52.0","8517 18 00"]
[318,"GPA-UD/m/70         ","Gniazdo RTV-DATA ",88.44,1,"szt","PLN","23%","",4,null,null,null,null,"5907577485269",null,null,"ARIA",null,null,"",null,4,null,"https://www.ospel.pl/sites/all/pliki/import/image/podtynk/aria/szary_mat/gpa-ud_m_70.jpg","",null,"Częstotliwość toru DATA 5÷862 MHz","","",null,null,null,"SZARY MAT",null,"0,109 kg","71 mm","71 mm","25 mm",null,null,"2024-02-19",null,"","https://www.ospel.pl/sites/all/pliki/import/image/podtynk/aria/szary_mat/gpa-ud_m_70.jpg","26.40.52.0","8517 18 00"]
[319,"GPA-UK/m/00         ","Gniazdo RTV końcowe ",50.94,1,"szt","PLN","23%","",10,null,null,null,null,"5907577482497",null,null,"ARIA",null,null,"",null,10,null,"https://www.ospel.pl/sites/all/pliki/import/image/podtynk/aria/bialy/gpa-10up_m_00.jpg","",null,"Współczynnik tłumienia 2,5-3dB","","",null,null,null,"BIAŁY",null,"0,109 kg","71 mm","71 mm","25 mm",null,null,"2024-02-19",null,"","https://www.ospel.pl/sites/all/pliki/import/image/podtynk/aria/bialy/gpa-10up_m_00.jpg","26.40.52.0","8517 18 00"]
[320,"GPA-UK/m/18         ","Gniazdo RTV końcowe ",54.3,1,"szt","PLN","23%","",4,null,null,null,null,"5907577483456",null,null,"ARIA",null,null,"",null,4,null,"https://www.ospel.pl/sites/all/pliki/import/image/podtynk/aria/srebro/gpa-10up_m_18.jpg","",null,"Współczynnik tłumienia 2,5-3dB","","",null,null,null,"SREBRO",null,"0,109 kg","71 mm","71 mm","25 mm",null,null,"2024-02-19",null,"","https://www.ospel.pl/sites/all/pliki/import/image/podtynk/aria/srebro/gpa-10up_m_18.jpg","26.40.52.0","8517 18 00"]
[321,"GPA-UK/m/27         ","Gniazdo RTV końcowe ",50.94,1,"szt","PLN","23%","",10,null,null,null,null,"5907577492205",null,null,"ARIA",null,null,"",null,10,null,"https://www.ospel.pl/sites/all/pliki/import/image/podtynk/aria/ecru/gpa-10up_m_27.jpg","",null,"Współczynnik tłumienia 2,5-3dB","","",null,null,null,"ECRU",null,"0,109 kg","71 mm","71 mm","25 mm",null,null,"2024-02-19",null,"","https://www.ospel.pl/sites/all/pliki/import/image/podtynk/aria/ecru/gpa-10up_m_27.jpg","26.40.52.0","8517 18 00"]
[322,"GPA-UK/m/33         ","Gniazdo RTV końcowe ",54.3,1,"szt","PLN","23%","",4,null,null,null,null,"5907577484347",null,null,"ARIA",null,null,"",null,4,null,"https://www.ospel.pl/sites/all/pliki/import/image/podtynk/aria/czarny/gpa-10up_m_33.jpg","",null,"Współczynnik tłumienia 2,5-3dB","","",null,null,null,"CZARNY METALIK",null,"0,109 kg","71 mm","71 mm","25 mm",null,null,"2024-02-19",null,"","https://www.ospel.pl/sites/all/pliki/import/image/podtynk/aria/czarny/gpa-10up_m_33.jpg","26.40.52.0","8517 18 00"]
[323,"GPA-UK/m/70         ","Gniazdo RTV końcowe ",54.3,1,"szt","PLN","23%","",4,null,null,null,null,"5907577485238",null,null,"ARIA",null,null,"",null,4,null,"https://www.ospel.pl/sites/all/pliki/import/image/podtynk/aria/szary_mat/gpa-10up_m_70.jpg","",null,"Współczynnik tłumienia 2,5-3dB","","",null,null,null,"SZARY MAT",null,"0,109 kg","71 mm","71 mm","25 mm",null,null,"2024-02-19",null,"","https://www.ospel.pl/sites/all/pliki/import/image/podtynk/aria/szary_mat/gpa-10up_m_70.jpg","26.40.52.0","8517 18 00"]
[324,"GPA-US/m/00         ","Gniazdo RTV-SAT końcowe ",76.06,1,"szt","PLN","23%","",10,null,null,null,null,"5907577482503",null,null,"ARIA",null,null,"",null,10,null,"https://www.ospel.pl/sites/all/pliki/import/image/podtynk/aria/bialy/gpa-us_m_00.jpg","",null,"Współczynnik tłumienia 1,5-2dB","","",null,null,null,"BIAŁY",null,"0,109 kg","71 mm","71 mm","25 mm",null,null,"2024-02-19",null,"","https://www.ospel.pl/sites/all/pliki/import/image/podtynk/aria/bialy/gpa-us_m_00.jpg","26.40.52.0","8517 18 00"]
[325,"GPA-US/m/18         ","Gniazdo RTV-SAT końcowe ",77.790000000000006,1,"szt","PLN","23%","",4,null,null,null,null,"5907577483463",null,null,"ARIA",null,null,"",null,4,null,"https://www.ospel.pl/sites/all/pliki/import/image/podtynk/aria/srebro/gpa-us_m_18.jpg","",null,"Współczynnik tłumienia 1,5-2dB","","",null,null,null,"SREBRO",null,"0,109 kg","71 mm","71 mm","25 mm",null,null,"2024-02-19",null,"","https://www.ospel.pl/sites/all/pliki/import/image/podtynk/aria/srebro/gpa-us_m_18.jpg","26.40.52.0","8517 18 00"]
[326,"GPA-US/m/27         ","Gniazdo RTV-SAT końcowe ",76.06,1,"szt","PLN","23%","",10,null,null,null,null,"5907577492212",null,null,"ARIA",null,null,"",null,10,null,"https://www.ospel.pl/sites/all/pliki/import/image/podtynk/aria/ecru/gpa-us_m_27.jpg","",null,"Współczynnik tłumienia 1,5-2dB","","",null,null,null,"ECRU",null,"0,109 kg","71 mm","71 mm","25 mm",null,null,"2024-02-19",null,"","https://www.ospel.pl/sites/all/pliki/import/image/podtynk/aria/ecru/gpa-us_m_27.jpg","26.40.52.0","8517 18 00"]
[327,"GPA-US/m/33         ","Gniazdo RTV-SAT końcowe ",77.790000000000006,1,"szt","PLN","23%","",4,null,null,null,null,"5907577484354",null,null,"ARIA",null,null,"",null,4,null,"https://www.ospel.pl/sites/all/pliki/import/image/podtynk/aria/czarny/gpa-us_m_33.jpg","",null,"Współczynnik tłumienia 1,5-2dB","","",null,null,null,"CZARNY METALIK",null,"0,109 kg","71 mm","71 mm","25 mm",null,null,"2024-02-19",null,"","https://www.ospel.pl/sites/all/pliki/import/image/podtynk/aria/czarny/gpa-us_m_33.jpg","26.40.52.0","8517 18 00"]
[328,"GPA-US/m/70         ","Gniazdo RTV-SAT końcowe ",77.790000000000006,1,"szt","PLN","23%","",4,null,null,null,null,"5907577485245",null,null,"ARIA",null,null,"",null,4,null,"https://www.ospel.pl/sites/all/pliki/import/image/podtynk/aria/szary_mat/gpa-us_m_70.jpg","",null,"Współczynnik tłumienia 1,5-2dB","","",null,null,null,"SZARY MAT",null,"0,109 kg","71 mm","71 mm","25 mm",null,null,"2024-02-19",null,"","https://www.ospel.pl/sites/all/pliki/import/image/podtynk/aria/szary_mat/gpa-us_m_70.jpg","26.40.52.0","8517 18 00"]
[329,"GPA-USP/m/00        ","Gniazdo RTV-SAT przelotowe ",93.66,1,"szt","PLN","23%","",10,null,null,null,null,"5907577482510",null,null,"ARIA",null,null,"",null,10,null,"https://www.ospel.pl/sites/all/pliki/import/image/podtynk/aria/bialy/gpa-us_m_00.jpg","",null,"Współczynnik tłumienia 1,2dB","","",null,null,null,"BIAŁY",null,"0,109 kg","71 mm","71 mm","25 mm",null,null,"2024-02-19",null,"","https://www.ospel.pl/sites/all/pliki/import/image/podtynk/aria/bialy/gpa-us_m_00.jpg","26.40.52.0","8517 18 00"]
[330,"GPA-USP/m/18        ","Gniazdo RTV-SAT przelotowe ",98.29,1,"szt","PLN","23%","",4,null,null,null,null,"5907577483470",null,null,"ARIA",null,null,"",null,4,null,"https://www.ospel.pl/sites/all/pliki/import/image/podtynk/aria/srebro/gpa-us_m_18.jpg","",null,"Współczynnik tłumienia 1,2dB","","",null,null,null,"SREBRO",null,"0,109 kg","71 mm","71 mm","25 mm",null,null,"2024-02-19",null,"","https://www.ospel.pl/sites/all/pliki/import/image/podtynk/aria/srebro/gpa-us_m_18.jpg","26.40.52.0","8517 18 00"]
[331,"GPA-USP/m/27        ","Gniazdo RTV-SAT przelotowe ",93.66,1,"szt","PLN","23%","",10,null,null,null,null,"5907577492229",null,null,"ARIA",null,null,"",null,10,null,"https://www.ospel.pl/sites/all/pliki/import/image/podtynk/aria/ecru/gpa-us_m_27.jpg","",null,"Współczynnik tłumienia 1,2dB","","",null,null,null,"ECRU",null,"0,109 kg","71 mm","71 mm","25 mm",null,null,"2024-02-19",null,"","https://www.ospel.pl/sites/all/pliki/import/image/podtynk/aria/ecru/gpa-us_m_27.jpg","26.40.52.0","8517 18 00"]
[332,"GPA-USP/m/33        ","Gniazdo RTV-SAT przelotowe ",98.29,1,"szt","PLN","23%","",4,null,null,null,null,"5907577484361",null,null,"ARIA",null,null,"",null,4,null,"https://www.ospel.pl/sites/all/pliki/import/image/podtynk/aria/czarny/gpa-us_m_33.jpg","",null,"Współczynnik tłumienia 1,2dB","","",null,null,null,"CZARNY METALIK",null,"0,109 kg","71 mm","71 mm","25 mm",null,null,"2024-02-19",null,"","https://www.ospel.pl/sites/all/pliki/import/image/podtynk/aria/czarny/gpa-us_m_33.jpg","26.40.52.0","8517 18 00"]
[333,"GPA-USP/m/70        ","Gniazdo RTV-SAT przelotowe ",98.29,1,"szt","PLN","23%","",4,null,null,null,null,"5907577485252",null,null,"ARIA",null,null,"",null,4,null,"https://www.ospel.pl/sites/all/pliki/import/image/podtynk/aria/szary_mat/gpa-us_m_70.jpg","",null,"Współczynnik tłumienia 1,2dB","","",null,null,null,"SZARY MAT",null,"0,109 kg","71 mm","71 mm","25 mm",null,null,"2024-02-19",null,"","https://www.ospel.pl/sites/all/pliki/import/image/podtynk/aria/szary_mat/gpa-us_m_70.jpg","26.40.52.0","8517 18 00"]
[334,"GPE-1U/m/00         ","Gniazdo ekwipotencjalne pojedyncze ",76.06,1,"szt","PLN","23%","",10,null,null,null,null,"5907577482695",null,null,"ARIA",null,null,"",null,10,null,"https://www.ospel.pl/sites/all/pliki/import/image/podtynk/aria/bialy/gpe-1u_m_00.jpg","",null,"","","",null,null,null,"BIAŁY",null,"","71 mm","71 mm","22 mm",null,null,"2024-02-19",null,"","https://www.ospel.pl/sites/all/pliki/import/image/podtynk/aria/bialy/gpe-1u_m_00.jpg","","8536 90 10"]
[335,"GPE-1U/m/18         ","Gniazdo ekwipotencjalne pojedyncze ",82.54,1,"szt","PLN","23%","",4,null,null,null,null,"5907577483654",null,null,"ARIA",null,null,"",null,4,null,"https://www.ospel.pl/sites/all/pliki/import/image/podtynk/aria/srebro/gpe-1u_m_18.jpg","",null,"","","",null,null,null,"SREBRO",null,"","71 mm","71 mm","22 mm",null,null,"2024-02-19",null,"","https://www.ospel.pl/sites/all/pliki/import/image/podtynk/aria/srebro/gpe-1u_m_18.jpg","","8536 90 10"]
[336,"GPE-1U/m/27         ","Gniazdo ekwipotencjalne pojedyncze ",76.06,1,"szt","PLN","23%","",10,null,null,null,null,"5907577492403",null,null,"ARIA",null,null,"",null,10,null,"https://www.ospel.pl/sites/all/pliki/import/image/podtynk/aria/ecru/gpe-1u_m_27.jpg","",null,"","","",null,null,null,"ECRU",null,"","71 mm","71 mm","22 mm",null,null,"2024-02-19",null,"","https://www.ospel.pl/sites/all/pliki/import/image/podtynk/aria/ecru/gpe-1u_m_27.jpg","","8536 90 10"]
[337,"GPE-1U/m/33         ","Gniazdo ekwipotencjalne pojedyncze ",82.54,1,"szt","PLN","23%","",4,null,null,null,null,"5907577484545",null,null,"ARIA",null,null,"",null,4,null,"https://www.ospel.pl/sites/all/pliki/import/image/podtynk/aria/czarny/gpe-1u_m_33.jpg","",null,"","","",null,null,null,"CZARNY METALIK",null,"","71 mm","71 mm","22 mm",null,null,"2024-02-19",null,"","https://www.ospel.pl/sites/all/pliki/import/image/podtynk/aria/czarny/gpe-1u_m_33.jpg","","8536 90 10"]
[338,"GPE-1U/m/70         ","Gniazdo ekwipotencjalne pojedyncze ",82.54,1,"szt","PLN","23%","",4,null,null,null,null,"5907577485436",null,null,"ARIA",null,null,"",null,4,null,"https://www.ospel.pl/sites/all/pliki/import/image/podtynk/aria/szary_mat/gpe-1u_m_70.jpg","",null,"","","",null,null,null,"SZARY MAT",null,"","71 mm","71 mm","22 mm",null,null,"2024-02-19",null,"","https://www.ospel.pl/sites/all/pliki/import/image/podtynk/aria/szary_mat/gpe-1u_m_70.jpg","","8536 90 10"]
[339,"GPE-2U/m/00         ","Gniazdo ekwipotencjalne podwójne ",114.95,1,"szt","PLN","23%","",10,null,null,null,null,"5907577482701",null,null,"ARIA",null,null,"",null,10,null,"https://www.ospel.pl/sites/all/pliki/import/image/podtynk/aria/bialy/gpe-2u_m_00.jpg","",null,"","","",null,null,null,"BIAŁY",null,"","71 mm","71 mm","22 mm",null,null,"2024-02-19",null,"","https://www.ospel.pl/sites/all/pliki/import/image/podtynk/aria/bialy/gpe-2u_m_00.jpg","","8536 90 10"]
[340,"GPE-2U/m/18         ","Gniazdo ekwipotencjalne podwójne ",121.32,1,"szt","PLN","23%","",4,null,null,null,null,"5907577483661",null,null,"ARIA",null,null,"",null,4,null,"https://www.ospel.pl/sites/all/pliki/import/image/podtynk/aria/srebro/gpe-2u_m_18.jpg","",null,"","","",null,null,null,"SREBRO",null,"","71 mm","71 mm","22 mm",null,null,"2024-02-19",null,"","https://www.ospel.pl/sites/all/pliki/import/image/podtynk/aria/srebro/gpe-2u_m_18.jpg","","8536 90 10"]
[341,"GPE-2U/m/27         ","Gniazdo ekwipotencjalne podwójne ",114.95,1,"szt","PLN","23%","",10,null,null,null,null,"5907577492410",null,null,"ARIA",null,null,"",null,10,null,"https://www.ospel.pl/sites/all/pliki/import/image/podtynk/aria/ecru/gpe-2u_m_27.jpg","",null,"","","",null,null,null,"ECRU",null,"","71 mm","71 mm","22 mm",null,null,"2024-02-19",null,"","https://www.ospel.pl/sites/all/pliki/import/image/podtynk/aria/ecru/gpe-2u_m_27.jpg","","8536 90 10"]
[342,"GPE-2U/m/33         ","Gniazdo ekwipotencjalne podwójne ",121.32,1,"szt","PLN","23%","",4,null,null,null,null,"5907577484552",null,null,"ARIA",null,null,"",null,4,null,"https://www.ospel.pl/sites/all/pliki/import/image/podtynk/aria/czarny/gpe-2u_m_33.jpg","",null,"","","",null,null,null,"CZARNY METALIK",null,"","71 mm","71 mm","22 mm",null,null,"2024-02-19",null,"","https://www.ospel.pl/sites/all/pliki/import/image/podtynk/aria/czarny/gpe-2u_m_33.jpg","","8536 90 10"]
[343,"GPE-2U/m/70         ","Gniazdo ekwipotencjalne podwójne ",121.32,1,"szt","PLN","23%","",4,null,null,null,null,"5907577485443",null,null,"ARIA",null,null,"",null,4,null,"https://www.ospel.pl/sites/all/pliki/import/image/podtynk/aria/szary_mat/gpe-2u_m_70.jpg","",null,"","","",null,null,null,"SZARY MAT",null,"","71 mm","71 mm","22 mm",null,null,"2024-02-19",null,"","https://www.ospel.pl/sites/all/pliki/import/image/podtynk/aria/szary_mat/gpe-2u_m_70.jpg","","8536 90 10"]
[344,"GPH-1US/m/00/d      ","Gniazdo bryzgoszczelne z uziemieniem schuko IP-44 wieczko przezroczyste",24.92,1,"szt","PLN","23%","",10,null,null,null,null,"5907577482312",null,null,"ARIA",null,null,"",null,10,null,"https://www.ospel.pl/sites/all/pliki/import/image/podtynk/aria/bialy/gph-1us_m_00_d.jpg","",null,"16A 250V~, IP44, zaciski gwintowe","","",null,null,null,"BIAŁY",null,"","71 mm","71 mm","28 mm",null,null,"2024-02-19",null,"","https://www.ospel.pl/sites/all/pliki/import/image/podtynk/aria/bialy/gph-1us_m_00_d.jpg","27.33.13.0","8536 69 90"]
[345,"GPH-1US/m/00/w      ","Gniazdo bryzgoszczelne z uziemieniem schuko IP-44 wieczko w kolorze wyrobu",24.92,1,"szt","PLN","23%","",10,null,null,null,null,"5907577497194",null,null,"ARIA",null,null,"",null,10,null,"https://www.ospel.pl/sites/all/pliki/import/image/podtynk/aria/bialy/gph-1uz_m_00_w.jpg","",null,"16A 250V~, IP44, zaciski gwintowe","","",null,null,null,"BIAŁY",null,"","71 mm","71 mm","28 mm",null,null,"2024-02-19",null,"","https://www.ospel.pl/sites/all/pliki/import/image/podtynk/aria/bialy/gph-1uz_m_00_w.jpg","27.33.13.0","8536 69 90"]
[346,"GPH-1US/m/18/d      ","Gniazdo bryzgoszczelne z uziemieniem schuko IP-44 wieczko przezroczyste",32,1,"szt","PLN","23%","",4,null,null,null,null,"5907577483272",null,null,"ARIA",null,null,"",null,4,null,"https://www.ospel.pl/sites/all/pliki/import/image/podtynk/aria/srebro/gph-1us_m_18_d.jpg","",null,"16A 250V~, IP44, zaciski gwintowe","","",null,null,null,"SREBRO",null,"","71 mm","71 mm","28 mm",null,null,"2024-02-19",null,"","https://www.ospel.pl/sites/all/pliki/import/image/podtynk/aria/srebro/gph-1us_m_18_d.jpg","27.33.13.0","8536 69 90"]
[347,"GPH-1US/m/27/d      ","Gniazdo bryzgoszczelne z uziemieniem schuko IP-44 wieczko przezroczyste",24.92,1,"szt","PLN","23%","",10,null,null,null,null,"5907577492021",null,null,"ARIA",null,null,"",null,10,null,"https://www.ospel.pl/sites/all/pliki/import/image/podtynk/aria/ecru/gph-1us_m_27_d.jpg","",null,"16A 250V~, IP44, zaciski gwintowe","","",null,null,null,"ECRU",null,"","71 mm","71 mm","28 mm",null,null,"2024-02-19",null,"","https://www.ospel.pl/sites/all/pliki/import/image/podtynk/aria/ecru/gph-1us_m_27_d.jpg","27.33.13.0","8536 69 90"]
[348,"GPH-1US/m/33/d      ","Gniazdo bryzgoszczelne z uziemieniem schuko IP-44 wieczko przezroczyste",32,1,"szt","PLN","23%","",4,null,null,null,null,"5907577484163",null,null,"ARIA",null,null,"",null,4,null,"https://www.ospel.pl/sites/all/pliki/import/image/podtynk/aria/czarny/gph-1us_m_33_d.jpg","",null,"16A 250V~, IP44, zaciski gwintowe","","",null,null,null,"CZARNY METALIK",null,"","71 mm","71 mm","28 mm",null,null,"2024-02-19",null,"","https://www.ospel.pl/sites/all/pliki/import/image/podtynk/aria/czarny/gph-1us_m_33_d.jpg","27.33.13.0","8536 69 90"]
[349,"GPH-1US/m/70/d      ","Gniazdo bryzgoszczelne z uziemieniem schuko IP-44 wieczko przezroczyste",32,1,"szt","PLN","23%","",4,null,null,null,null,"5907577485054",null,null,"ARIA",null,null,"",null,4,null,"https://www.ospel.pl/sites/all/pliki/import/image/podtynk/aria/szary_mat/gph-1us_m_70_d.jpg","",null,"16A 250V~, IP44, zaciski gwintowe","","",null,null,null,"SZARY MAT",null,"","71 mm","71 mm","28 mm",null,null,"2024-02-19",null,"","https://www.ospel.pl/sites/all/pliki/import/image/podtynk/aria/szary_mat/gph-1us_m_70_d.jpg","27.33.13.0","8536 69 90"]
[350,"GPH-1USP/m/00/d     ","Gniazdo bryzgoszczelne z uziemieniem schuko IP-44 wieczko przezroczyste z przesłonami torów prądowych",25.52,1,"szt","PLN","23%","",10,null,null,null,null,"5907577482329",null,null,"ARIA",null,null,"",null,10,null,"https://www.ospel.pl/sites/all/pliki/import/image/podtynk/aria/bialy/gph-1usp_m_00_d.jpg","",null,"16A 250V~, IP44, zaciski gwintowe","","",null,null,null,"BIAŁY",null,"","71 mm","71 mm","28 mm",null,null,"2024-02-19",null,"","https://www.ospel.pl/sites/all/pliki/import/image/podtynk/aria/bialy/gph-1usp_m_00_d.jpg","27.33.13.0","8536 69 90"]
[351,"GPH-1USP/m/18/d     ","Gniazdo bryzgoszczelne z uziemieniem schuko IP-44 z przesłonami torów prądowych wieczko przezroczyste",32.4,1,"szt","PLN","23%","",4,null,null,null,null,"5907577483289",null,null,"ARIA",null,null,"",null,4,null,"https://www.ospel.pl/sites/all/pliki/import/image/podtynk/aria/srebro/gph-1usp_m_18_d.jpg","",null,"16A 250V~, IP44, zaciski gwintowe","","",null,null,null,"SREBRO",null,"","71 mm","71 mm","28 mm",null,null,"2024-02-19",null,"","https://www.ospel.pl/sites/all/pliki/import/image/podtynk/aria/srebro/gph-1usp_m_18_d.jpg","27.33.13.0","8536 69 90"]
[352,"GPH-1USP/m/27/d     ","Gniazdo bryzgoszczelne z uziemieniem schuko IP-44 wieczko przezroczyste z przesłonami torów prądowych",25.52,1,"szt","PLN","23%","",10,null,null,null,null,"5907577492038",null,null,"ARIA",null,null,"",null,10,null,"https://www.ospel.pl/sites/all/pliki/import/image/podtynk/aria/ecru/gph-1usp_m_27_d.jpg","",null,"16A 250V~, IP44, zaciski gwintowe","","",null,null,null,"ECRU",null,"","71 mm","71 mm","28 mm",null,null,"2024-02-19",null,"","https://www.ospel.pl/sites/all/pliki/import/image/podtynk/aria/ecru/gph-1usp_m_27_d.jpg","27.33.13.0","8536 69 90"]
[353,"GPH-1USP/m/33/d     ","Gniazdo bryzgoszczelne z uziemieniem schuko IP-44 z przesłonami torów prądowych wieczko przezroczyste",32.4,1,"szt","PLN","23%","",4,null,null,null,null,"5907577484170",null,null,"ARIA",null,null,"",null,4,null,"https://www.ospel.pl/sites/all/pliki/import/image/podtynk/aria/czarny/gph-1usp_m_33_d.jpg","",null,"16A 250V~, IP44, zaciski gwintowe","","",null,null,null,"CZARNY METALIK",null,"","71 mm","71 mm","28 mm",null,null,"2024-02-19",null,"","https://www.ospel.pl/sites/all/pliki/import/image/podtynk/aria/czarny/gph-1usp_m_33_d.jpg","27.33.13.0","8536 69 90"]
[354,"GPH-1USP/m/70/d     ","Gniazdo bryzgoszczelne z uziemieniem schuko IP-44 z przesłonami torów prądowych wieczko przezroczyste",32.4,1,"szt","PLN","23%","",4,null,null,null,null,"5907577485061",null,null,"ARIA",null,null,"",null,4,null,"https://www.ospel.pl/sites/all/pliki/import/image/podtynk/aria/szary_mat/gph-1usp_m_70_d.jpg","",null,"16A 250V~, IP44, zaciski gwintowe","","",null,null,null,"SZARY MAT",null,"","71 mm","71 mm","28 mm",null,null,"2024-02-19",null,"","https://www.ospel.pl/sites/all/pliki/import/image/podtynk/aria/szary_mat/gph-1usp_m_70_d.jpg","27.33.13.0","8536 69 90"]
[355,"GPH-1UZ/m/00/d      ","Gniazdo bryzgoszczelne z uziemieniem IP-44 wieczko przezroczyste",23.19,1,"szt","PLN","23%","",10,null,null,null,null,"5907577482299",null,null,"ARIA",null,null,"",null,10,null,"https://www.ospel.pl/sites/all/pliki/import/image/podtynk/aria/bialy/gph-1uz_m_00_d.jpg","",null,"16A 250V~, IP44, zaciski gwintowe","","",null,null,null,"BIAŁY",null,"0,087 kg","71 mm","71 mm","24 mm",null,null,"2024-02-19",null,"","https://www.ospel.pl/sites/all/pliki/import/image/podtynk/aria/bialy/gph-1uz_m_00_d.jpg","27.33.13.0","8536 69 90"]
[356,"GPH-1UZ/m/00/w      ","Gniazdo bryzgoszczelne z uziemieniem IP-44 wieczko w kolorze wyrobu",23.19,1,"szt","PLN","23%","",10,null,null,null,null,"5907577497088",null,null,"ARIA",null,null,"",null,10,null,"https://www.ospel.pl/sites/all/pliki/import/image/podtynk/aria/bialy/gph-1uz_m_00_w.jpg","",null,"16A 250V~, IP44, zaciski gwintowe","","",null,null,null,"BIAŁY",null,"0,089 kg","71 mm","71 mm","24 mm",null,null,"2024-02-19",null,"","https://www.ospel.pl/sites/all/pliki/import/image/podtynk/aria/bialy/gph-1uz_m_00_w.jpg","27.33.13.0","8536 69 90"]
[357,"GPH-1UZ/m/18/d      ","Gniazdo bryzgoszczelne z uziemieniem IP-44 wieczko przezroczyste",30.32,1,"szt","PLN","23%","",4,null,null,null,null,"5907577483258",null,null,"ARIA",null,null,"",null,4,null,"https://www.ospel.pl/sites/all/pliki/import/image/podtynk/aria/srebro/gph-1uz_m_18_d.jpg","",null,"16A 250V~, IP44, zaciski gwintowe","","",null,null,null,"SREBRO",null,"0,087 kg","71 mm","71 mm","24 mm",null,null,"2024-02-19",null,"","https://www.ospel.pl/sites/all/pliki/import/image/podtynk/aria/srebro/gph-1uz_m_18_d.jpg","27.33.13.0","8536 69 90"]
[358,"GPH-1UZ/m/27/d      ","Gniazdo bryzgoszczelne z uziemieniem IP-44 wieczko przezroczyste",23.19,1,"szt","PLN","23%","",10,null,null,null,null,"5907577492007",null,null,"ARIA",null,null,"",null,10,null,"https://www.ospel.pl/sites/all/pliki/import/image/podtynk/aria/ecru/gph-1uz_m_27_d.jpg","",null,"16A 250V~, IP44, zaciski gwintowe","","",null,null,null,"ECRU",null,"0,087 kg","71 mm","71 mm","24 mm",null,null,"2024-02-19",null,"","https://www.ospel.pl/sites/all/pliki/import/image/podtynk/aria/ecru/gph-1uz_m_27_d.jpg","27.33.13.0","8536 69 90"]
[359,"GPH-1UZ/m/27/w      ","Gniazdo bryzgoszczelne z uziemieniem IP-44 wieczko w kolorze wyrobu",23.19,1,"szt","PLN","23%","",10,null,null,null,null,"5907577497101",null,null,"ARIA",null,null,"",null,10,null,"https://www.ospel.pl/sites/all/pliki/import/image/podtynk/aria/ecru/gph-1uz_m_27_w.jpg","",null,"16A 250V~, IP44, zaciski gwintowe","","",null,null,null,"ECRU",null,"0,089 kg","71 mm","71 mm","24 mm",null,null,"2024-02-19",null,"","https://www.ospel.pl/sites/all/pliki/import/image/podtynk/aria/ecru/gph-1uz_m_27_w.jpg","27.33.13.0","8536 69 90"]
[360,"GPH-1UZ/m/33/d      ","Gniazdo bryzgoszczelne z uziemieniem IP-44 wieczko przezroczyste",30.32,1,"szt","PLN","23%","",4,null,null,null,null,"5907577484149",null,null,"ARIA",null,null,"",null,4,null,"https://www.ospel.pl/sites/all/pliki/import/image/podtynk/aria/czarny/gph-1uz_m_33_d.jpg","",null,"16A 250V~, IP44, zaciski gwintowe","","",null,null,null,"CZARNY METALIK",null,"0,087 kg","71 mm","71 mm","24 mm",null,null,"2024-02-19",null,"","https://www.ospel.pl/sites/all/pliki/import/image/podtynk/aria/czarny/gph-1uz_m_33_d.jpg","27.33.13.0","8536 69 90"]
[361,"GPH-1UZ/m/70/d      ","Gniazdo bryzgoszczelne z uziemieniem IP-44 wieczko przezroczyste",30.32,1,"szt","PLN","23%","",4,null,null,null,null,"5907577485030",null,null,"ARIA",null,null,"",null,4,null,"https://www.ospel.pl/sites/all/pliki/import/image/podtynk/aria/szary_mat/gph-1uz_m_70_d.jpg","",null,"16A 250V~, IP44, zaciski gwintowe","","",null,null,null,"SZARY MAT",null,"0,087 kg","71 mm","71 mm","24 mm",null,null,"2024-02-19",null,"","https://www.ospel.pl/sites/all/pliki/import/image/podtynk/aria/szary_mat/gph-1uz_m_70_d.jpg","27.33.13.0","8536 69 90"]
[362,"GPH-1UZP/m/00/d     ","Gniazdo bryzgoszczelne z uziemieniem IP-44 z przesłonami torów prądowych wieczko przezroczyste",23.93,1,"szt","PLN","23%","",10,null,null,null,null,"5907577482305",null,null,"ARIA",null,null,"",null,10,null,"https://www.ospel.pl/sites/all/pliki/import/image/podtynk/aria/bialy/gph-1uzp_m_00_d.jpg","",null,"16A 250V~, IP44, zaciski gwintowe","","",null,null,null,"BIAŁY",null,"0,089 kg","71 mm","71 mm","24 mm",null,null,"2024-02-19",null,"","https://www.ospel.pl/sites/all/pliki/import/image/podtynk/aria/bialy/gph-1uzp_m_00_d.jpg","27.33.13.0","8536 69 90"]
[363,"GPH-1UZP/m/18/d     ","Gniazdo bryzgoszczelne z uziemieniem IP-44 z przesłonami torów prądowych wieczko przezroczyste",31.41,1,"szt","PLN","23%","",4,null,null,null,null,"5907577483265",null,null,"ARIA",null,null,"",null,4,null,"https://www.ospel.pl/sites/all/pliki/import/image/podtynk/aria/srebro/gph-1uzp_m_18_d.jpg","",null,"16A 250V~, IP44, zaciski gwintowe","","",null,null,null,"SREBRO",null,"0,089 kg","71 mm","71 mm","24 mm",null,null,"2024-02-19",null,"","https://www.ospel.pl/sites/all/pliki/import/image/podtynk/aria/srebro/gph-1uzp_m_18_d.jpg","27.33.13.0","8536 69 90"]
[364,"GPH-1UZP/m/27/d     ","Gniazdo bryzgoszczelne z uziemieniem IP-44 z przesłonami torów prądowych wieczko przezroczyste",23.93,1,"szt","PLN","23%","",10,null,null,null,null,"5907577492014",null,null,"ARIA",null,null,"",null,10,null,"https://www.ospel.pl/sites/all/pliki/import/image/podtynk/aria/ecru/gph-1uzp_m_27_d.jpg","",null,"16A 250V~, IP44, zaciski gwintowe","","",null,null,null,"ECRU",null,"0,089 kg","71 mm","71 mm","24 mm",null,null,"2024-02-19",null,"","https://www.ospel.pl/sites/all/pliki/import/image/podtynk/aria/ecru/gph-1uzp_m_27_d.jpg","27.33.13.0","8536 69 90"]
[365,"GPH-1UZP/m/33/d     ","Gniazdo bryzgoszczelne z uziemieniem IP-44 z przesłonami torów prądowych wieczko przezroczyste",31.41,1,"szt","PLN","23%","",4,null,null,null,null,"5907577484156",null,null,"ARIA",null,null,"",null,4,null,"https://www.ospel.pl/sites/all/pliki/import/image/podtynk/aria/czarny/gph-1uzp_m_33_d.jpg","",null,"16A 250V~, IP44, zaciski gwintowe","","",null,null,null,"CZARNY METALIK",null,"0,089 kg","71 mm","71 mm","24 mm",null,null,"2024-02-19",null,"","https://www.ospel.pl/sites/all/pliki/import/image/podtynk/aria/czarny/gph-1uzp_m_33_d.jpg","27.33.13.0","8536 69 90"]
[366,"GPH-1UZP/m/70/d     ","Gniazdo bryzgoszczelne z uziemieniem IP-44 z przesłonami torów prądowych wieczko przezroczyste",31.41,1,"szt","PLN","23%","",4,null,null,null,null,"5907577485047",null,null,"ARIA",null,null,"",null,4,null,"https://www.ospel.pl/sites/all/pliki/import/image/podtynk/aria/szary_mat/gph-1uzp_m_70_d.jpg","",null,"16A 250V~, IP44, zaciski gwintowe","","",null,null,null,"SZARY MAT",null,"0,089 kg","71 mm","71 mm","24 mm",null,null,"2024-02-19",null,"","https://www.ospel.pl/sites/all/pliki/import/image/podtynk/aria/szary_mat/gph-1uzp_m_70_d.jpg","27.33.13.0","8536 69 90"]
[367,"GPK-1U/K/m/00       ","Gniazdo komputerowe pojedyncze, kat. 5e MMC",51.52,1,"szt","PLN","23%","",10,null,null,null,null,"5907577482596",null,null,"ARIA",null,null,"",null,10,null,"https://www.ospel.pl/sites/all/pliki/import/image/podtynk/aria/bialy/gpk-1u_k_m_00.jpg","",null,"Złącze IDC","","",null,null,null,"BIAŁY",null,"0,058 kg","71 mm","71 mm","22 mm",null,null,"2024-02-19",null,"","https://www.ospel.pl/sites/all/pliki/import/image/podtynk/aria/bialy/gpk-1u_k_m_00.jpg","26.30.30.0","8517 18 00"]
[368,"GPK-1U/K/m/18       ","Gniazdo komputerowe pojedyncze, kat. 5e MMC",56.85,1,"szt","PLN","23%","",4,null,null,null,null,"5907577483555",null,null,"ARIA",null,null,"",null,4,null,"https://www.ospel.pl/sites/all/pliki/import/image/podtynk/aria/srebro/gpk-1u_k_m_18.jpg","",null,"Złącze IDC","","",null,null,null,"SREBRO",null,"0,058 kg","71 mm","71 mm","22 mm",null,null,"2024-02-19",null,"","https://www.ospel.pl/sites/all/pliki/import/image/podtynk/aria/srebro/gpk-1u_k_m_18.jpg","26.30.30.0","8517 18 00"]
[369,"GPK-1U/K/m/27       ","Gniazdo komputerowe pojedyncze, kat. 5e MMC",51.52,1,"szt","PLN","23%","",10,null,null,null,null,"5907577492304",null,null,"ARIA",null,null,"",null,10,null,"https://www.ospel.pl/sites/all/pliki/import/image/podtynk/aria/ecru/gpk-1u_k_m_27.jpg","",null,"Złącze IDC","","",null,null,null,"ECRU",null,"0,058 kg","71 mm","71 mm","22 mm",null,null,"2024-02-19",null,"","https://www.ospel.pl/sites/all/pliki/import/image/podtynk/aria/ecru/gpk-1u_k_m_27.jpg","26.30.30.0","8517 18 00"]
[370,"GPK-1U/K/m/33       ","Gniazdo komputerowe pojedyncze, kat. 5e MMC",56.85,1,"szt","PLN","23%","",4,null,null,null,null,"5907577484446",null,null,"ARIA",null,null,"",null,4,null,"https://www.ospel.pl/sites/all/pliki/import/image/podtynk/aria/czarny/gpk-1u_k_m_33.jpg","",null,"Złącze IDC","","",null,null,null,"CZARNY METALIK",null,"0,058 kg","71 mm","71 mm","22 mm",null,null,"2024-02-19",null,"","https://www.ospel.pl/sites/all/pliki/import/image/podtynk/aria/czarny/gpk-1u_k_m_33.jpg","26.30.30.0","8517 18 00"]
[371,"GPK-1U/K/m/70       ","Gniazdo komputerowe pojedyncze, kat. 5e MMC",56.85,1,"szt","PLN","23%","",4,null,null,null,null,"5907577485337",null,null,"ARIA",null,null,"",null,4,null,"https://www.ospel.pl/sites/all/pliki/import/image/podtynk/aria/szary_mat/gpk-1u_k_m_70.jpg","",null,"Złącze IDC","","",null,null,null,"SZARY MAT",null,"0,058 kg","71 mm","71 mm","22 mm",null,null,"2024-02-19",null,"","https://www.ospel.pl/sites/all/pliki/import/image/podtynk/aria/szary_mat/gpk-1u_k_m_70.jpg","26.30.30.0","8517 18 00"]
[372,"GPK-1U/p/00         ","Obudowa gniazda pojedynczego typu Keystone prosta",10.44,1,"szt","PLN","23%","",10,null,null,null,null,"5907577482602",null,null,"ARIA",null,null,"",null,10,null,"https://www.ospel.pl/sites/all/pliki/import/image/podtynk/aria/bialy/gpk-1u_p_00.jpg","",null,"","","",null,null,null,"BIAŁY",null,"0,050 kg","71 mm","71 mm","22 mm",null,null,"2024-02-19",null,"","https://www.ospel.pl/sites/all/pliki/import/image/podtynk/aria/bialy/gpk-1u_p_00.jpg","26.30.30.0","8517 18 00"]
[373,"GPK-1U/p/18         ","Obudowa gniazda pojedynczego typu Keystone prosta",15.59,1,"szt","PLN","23%","",4,null,null,null,null,"5907577483562",null,null,"ARIA",null,null,"",null,4,null,"https://www.ospel.pl/sites/all/pliki/import/image/podtynk/aria/srebro/gpk-1u_p_18.jpg","",null,"","","",null,null,null,"SREBRO",null,"0,050 kg","71 mm","71 mm","22 mm",null,null,"2024-02-19",null,"","https://www.ospel.pl/sites/all/pliki/import/image/podtynk/aria/srebro/gpk-1u_p_18.jpg","26.30.30.0","8517 18 00"]
[374,"GPK-1U/p/27         ","Obudowa gniazda pojedynczego typu Keystone prosta",10.44,1,"szt","PLN","23%","",10,null,null,null,null,"5907577492311",null,null,"ARIA",null,null,"",null,10,null,"https://www.ospel.pl/sites/all/pliki/import/image/podtynk/aria/ecru/gpk-1u_p_27.jpg","",null,"","","",null,null,null,"ECRU",null,"0,050 kg","71 mm","71 mm","22 mm",null,null,"2024-02-19",null,"","https://www.ospel.pl/sites/all/pliki/import/image/podtynk/aria/ecru/gpk-1u_p_27.jpg","26.30.30.0","8517 18 00"]
[375,"GPK-1U/p/33         ","Obudowa gniazda pojedynczego typu Keystone prosta",15.59,1,"szt","PLN","23%","",4,null,null,null,null,"5907577484453",null,null,"ARIA",null,null,"",null,4,null,"https://www.ospel.pl/sites/all/pliki/import/image/podtynk/aria/czarny/gpk-1u_p_33.jpg","",null,"","","",null,null,null,"CZARNY METALIK",null,"0,050 kg","71 mm","71 mm","22 mm",null,null,"2024-02-19",null,"","https://www.ospel.pl/sites/all/pliki/import/image/podtynk/aria/czarny/gpk-1u_p_33.jpg","26.30.30.0","8517 18 00"]
[376,"GPK-1U/p/70         ","Obudowa gniazda pojedynczego typu Keystone prosta",15.59,1,"szt","PLN","23%","",4,null,null,null,null,"5907577485344",null,null,"ARIA",null,null,"",null,4,null,"https://www.ospel.pl/sites/all/pliki/import/image/podtynk/aria/szary_mat/gpk-1u_p_70.jpg","",null,"","","",null,null,null,"SZARY MAT",null,"0,050 kg","71 mm","71 mm","22 mm",null,null,"2024-02-19",null,"","https://www.ospel.pl/sites/all/pliki/import/image/podtynk/aria/szary_mat/gpk-1u_p_70.jpg","26.30.30.0","8517 18 00"]
[377,"GPK-1UP/p/00        ","Obudowa gniazda pojedynczego z przesłoną typu Keystone prosta",16.440000000000001,1,"szt","PLN","23%","",10,null,null,null,null,"5907577482923",null,null,"ARIA",null,null,"",null,10,null,"https://www.ospel.pl/sites/all/pliki/import/image/podtynk/aria/bialy/gpk-1up_p_00.jpg","",null,"","","",null,null,null,"BIAŁY",null,"","71 mm","71 mm","22 mm",null,null,"2024-02-19",null,"","https://www.ospel.pl/sites/all/pliki/import/image/podtynk/aria/bialy/gpk-1up_p_00.jpg","26.30.30.0","8517 18 00"]
[378,"GPK-1UP/p/18        ","Obudowa gniazda pojedynczego z przesłoną typu Keystone prosta",20.62,1,"szt","PLN","23%","",4,null,null,null,null,"5907577483876",null,null,"ARIA",null,null,"",null,4,null,"https://www.ospel.pl/sites/all/pliki/import/image/podtynk/aria/srebro/gpk-1up_p_18.jpg","",null,"","","",null,null,null,"SREBRO",null,"","","","",null,null,"2024-02-19",null,"","https://www.ospel.pl/sites/all/pliki/import/image/podtynk/aria/srebro/gpk-1up_p_18.jpg","26.30.30.0","8517 18 00"]
[379,"GPK-1UP/p/27        ","Obudowa gniazda pojedynczego z przesłoną typu Keystone prosta",16.440000000000001,1,"szt","PLN","23%","",10,null,null,null,null,"5907577492625",null,null,"ARIA",null,null,"",null,10,null,"https://www.ospel.pl/sites/all/pliki/import/image/podtynk/aria/ecru/gpk-1up_p_27.jpg","",null,"","","",null,null,null,"ECRU",null,"","","","",null,null,"2024-02-19",null,"","https://www.ospel.pl/sites/all/pliki/import/image/podtynk/aria/ecru/gpk-1up_p_27.jpg","26.30.30.0","8517 18 00"]
[380,"GPK-1UP/p/33        ","Obudowa gniazda pojedynczego z przesłoną typu Keystone prosta",20.62,1,"szt","PLN","23%","",4,null,null,null,null,"5907577484767",null,null,"ARIA",null,null,"",null,4,null,"https://www.ospel.pl/sites/all/pliki/import/image/podtynk/aria/czarny/gpk-1up_p_33.jpg","",null,"","","",null,null,null,"CZARNY METALIK",null,"","","","",null,null,"2024-02-19",null,"","https://www.ospel.pl/sites/all/pliki/import/image/podtynk/aria/czarny/gpk-1up_p_33.jpg","26.30.30.0","8517 18 00"]
[381,"GPK-1UP/p/70        ","Obudowa gniazda pojedynczego z przesłoną typu Keystone prosta",20.62,1,"szt","PLN","23%","",4,null,null,null,null,"5907577485658",null,null,"ARIA",null,null,"",null,4,null,"https://www.ospel.pl/sites/all/pliki/import/image/podtynk/aria/szary_mat/gpk-1up_p_70.jpg","",null,"","","",null,null,null,"SZARY MAT",null,"","","","",null,null,"2024-02-19",null,"","https://www.ospel.pl/sites/all/pliki/import/image/podtynk/aria/szary_mat/gpk-1up_p_70.jpg","26.30.30.0","8517 18 00"]
[382,"GPK-1US/p/00        ","Obudowa gniazda pojedynczego typu Keystone skośna",10.55,1,"szt","PLN","23%","",10,null,null,null,null,"5907577482619",null,null,"ARIA",null,null,"",null,10,null,"https://www.ospel.pl/sites/all/pliki/import/image/podtynk/aria/bialy/gpk-1us_p_00.jpg","",null,"","","",null,null,null,"BIAŁY",null,"","71 mm","71 mm","21 mm",null,null,"2024-02-19",null,"","https://www.ospel.pl/sites/all/pliki/import/image/podtynk/aria/bialy/gpk-1us_p_00.jpg","26.30.30.0","8517 18 00"]
[383,"GPK-1US/p/18        ","Obudowa gniazda pojedynczego typu Keystone skośna",15.84,1,"szt","PLN","23%","",4,null,null,null,null,"5907577483579",null,null,"ARIA",null,null,"",null,4,null,"https://www.ospel.pl/sites/all/pliki/import/image/podtynk/aria/srebro/gpk-1us_p_18.jpg","",null,"","","",null,null,null,"SREBRO",null,"","71 mm","71 mm","21 mm",null,null,"2024-02-19",null,"","https://www.ospel.pl/sites/all/pliki/import/image/podtynk/aria/srebro/gpk-1us_p_18.jpg","26.30.30.0","8517 18 00"]
[384,"GPK-1US/p/27        ","Obudowa gniazda pojedynczego typu Keystone skośna",10.55,1,"szt","PLN","23%","",10,null,null,null,null,"5907577492328",null,null,"ARIA",null,null,"",null,10,null,"https://www.ospel.pl/sites/all/pliki/import/image/podtynk/aria/ecru/gpk-1us_p_27.jpg","",null,"","","",null,null,null,"ECRU",null,"","71 mm","71 mm","21 mm",null,null,"2024-02-19",null,"","https://www.ospel.pl/sites/all/pliki/import/image/podtynk/aria/ecru/gpk-1us_p_27.jpg","26.30.30.0","8517 18 00"]
[385,"GPK-1US/p/33        ","Obudowa gniazda pojedynczego typu Keystone skośna",15.84,1,"szt","PLN","23%","",4,null,null,null,null,"5907577484460",null,null,"ARIA",null,null,"",null,4,null,"https://www.ospel.pl/sites/all/pliki/import/image/podtynk/aria/czarny/gpk-1us_p_33.jpg","",null,"","","",null,null,null,"CZARNY METALIK",null,"","71 mm","71 mm","21 mm",null,null,"2024-02-19",null,"","https://www.ospel.pl/sites/all/pliki/import/image/podtynk/aria/czarny/gpk-1us_p_33.jpg","26.30.30.0","8517 18 00"]
[386,"GPK-1US/p/70        ","Obudowa gniazda pojedynczego typu Keystone skośna",15.84,1,"szt","PLN","23%","",4,null,null,null,null,"5907577485351",null,null,"ARIA",null,null,"",null,4,null,"https://www.ospel.pl/sites/all/pliki/import/image/podtynk/aria/szary_mat/gpk-1us_p_70.jpg","",null,"","","",null,null,null,"SZARY MAT",null,"","71 mm","71 mm","21 mm",null,null,"2024-02-19",null,"","https://www.ospel.pl/sites/all/pliki/import/image/podtynk/aria/szary_mat/gpk-1us_p_70.jpg","26.30.30.0","8517 18 00"]
[387,"GPK-2U/K/m/00       ","Gniazdo komputerowe podwójne, kat. 5e MMC",84.74,1,"szt","PLN","23%","",10,null,null,null,null,"5907577482626",null,null,"ARIA",null,null,"",null,10,null,"https://www.ospel.pl/sites/all/pliki/import/image/podtynk/aria/bialy/gpk-2u_k_m_00.jpg","",null,"Złącze IDC","","",null,null,null,"BIAŁY",null,"0,067 kg","71 mm","71 mm","26 mm",null,null,"2024-02-19",null,"","https://www.ospel.pl/sites/all/pliki/import/image/podtynk/aria/bialy/gpk-2u_k_m_00.jpg","26.30.30.0","8517 18 00"]
[388,"GPK-2U/K/m/18       ","Gniazdo komputerowe podwójne, kat. 5e MMC",90.18,1,"szt","PLN","23%","",4,null,null,null,null,"5907577483586",null,null,"ARIA",null,null,"",null,4,null,"https://www.ospel.pl/sites/all/pliki/import/image/podtynk/aria/srebro/gpk-2u_k_m_18.jpg","",null,"Złącze IDC","","",null,null,null,"SREBRO",null,"0,067 kg","71 mm","71 mm","26 mm",null,null,"2024-02-19",null,"","https://www.ospel.pl/sites/all/pliki/import/image/podtynk/aria/srebro/gpk-2u_k_m_18.jpg","26.30.30.0","8517 18 00"]
[389,"GPK-2U/K/m/27       ","Gniazdo komputerowe podwójne, kat. 5e MMC",84.74,1,"szt","PLN","23%","",10,null,null,null,null,"5907577492335",null,null,"ARIA",null,null,"",null,10,null,"https://www.ospel.pl/sites/all/pliki/import/image/podtynk/aria/ecru/gpk-2u_k_m_27.jpg","",null,"Złącze IDC","","",null,null,null,"ECRU",null,"0,067 kg","71 mm","71 mm","26 mm",null,null,"2024-02-19",null,"","https://www.ospel.pl/sites/all/pliki/import/image/podtynk/aria/ecru/gpk-2u_k_m_27.jpg","26.30.30.0","8517 18 00"]
[390,"GPK-2U/K/m/33       ","Gniazdo komputerowe podwójne, kat. 5e MMC",90.18,1,"szt","PLN","23%","",4,null,null,null,null,"5907577484477",null,null,"ARIA",null,null,"",null,4,null,"https://www.ospel.pl/sites/all/pliki/import/image/podtynk/aria/czarny/gpk-2u_k_m_33.jpg","",null,"Złącze IDC","","",null,null,null,"CZARNY METALIK",null,"0,067 kg","71 mm","71 mm","26 mm",null,null,"2024-02-19",null,"","https://www.ospel.pl/sites/all/pliki/import/image/podtynk/aria/czarny/gpk-2u_k_m_33.jpg","26.30.30.0","8517 18 00"]
[391,"GPK-2U/K/m/70       ","Gniazdo komputerowe podwójne, kat. 5e MMC",90.18,1,"szt","PLN","23%","",4,null,null,null,null,"5907577485368",null,null,"ARIA",null,null,"",null,4,null,"https://www.ospel.pl/sites/all/pliki/import/image/podtynk/aria/szary_mat/gpk-2u_k_m_70.jpg","",null,"Złącze IDC","","",null,null,null,"SZARY MAT",null,"0,067 kg","71 mm","71 mm","26 mm",null,null,"2024-02-19",null,"","https://www.ospel.pl/sites/all/pliki/import/image/podtynk/aria/szary_mat/gpk-2u_k_m_70.jpg","26.30.30.0","8517 18 00"]
[392,"GPK-2U/p/00         ","Obudowa gniazda podwójnego typu Keystone prosta",10.44,1,"szt","PLN","23%","",10,null,null,null,null,"5907577482633",null,null,"ARIA",null,null,"",null,10,null,"https://www.ospel.pl/sites/all/pliki/import/image/podtynk/aria/bialy/gpk-2u_p_00.jpg","",null,"","","",null,null,null,"BIAŁY",null,"0,049 kg","71 mm","71 mm","22 mm",null,null,"2024-02-19",null,"","https://www.ospel.pl/sites/all/pliki/import/image/podtynk/aria/bialy/gpk-2u_p_00.jpg","26.30.30.0","8517 18 00"]
[393,"GPK-2U/p/18         ","Obudowa gniazda podwójnego typu Keystone prosta",15.59,1,"szt","PLN","23%","",4,null,null,null,null,"5907577483593",null,null,"ARIA",null,null,"",null,4,null,"https://www.ospel.pl/sites/all/pliki/import/image/podtynk/aria/srebro/gpk-2u_p_18.jpg","",null,"","","",null,null,null,"SREBRO",null,"0,049 kg","71 mm","71 mm","22 mm",null,null,"2024-02-19",null,"","https://www.ospel.pl/sites/all/pliki/import/image/podtynk/aria/srebro/gpk-2u_p_18.jpg","26.30.30.0","8517 18 00"]
[394,"GPK-2U/p/27         ","Obudowa gniazda podwójnego typu Keystone prosta",10.44,1,"szt","PLN","23%","",10,null,null,null,null,"5907577492342",null,null,"ARIA",null,null,"",null,10,null,"https://www.ospel.pl/sites/all/pliki/import/image/podtynk/aria/ecru/gpk-2u_p_27.jpg","",null,"","","",null,null,null,"ECRU",null,"0,049 kg","71 mm","71 mm","22 mm",null,null,"2024-02-19",null,"","https://www.ospel.pl/sites/all/pliki/import/image/podtynk/aria/ecru/gpk-2u_p_27.jpg","26.30.30.0","8517 18 00"]
[395,"GPK-2U/p/33         ","Obudowa gniazda podwójnego typu Keystone prosta",15.59,1,"szt","PLN","23%","",4,null,null,null,null,"5907577484484",null,null,"ARIA",null,null,"",null,4,null,"https://www.ospel.pl/sites/all/pliki/import/image/podtynk/aria/czarny/gpk-2u_p_33.jpg","",null,"","","",null,null,null,"CZARNY METALIK",null,"0,049 kg","71 mm","71 mm","22 mm",null,null,"2024-02-19",null,"","https://www.ospel.pl/sites/all/pliki/import/image/podtynk/aria/czarny/gpk-2u_p_33.jpg","26.30.30.0","8517 18 00"]
[396,"GPK-2U/p/70         ","Obudowa gniazda podwójnego typu Keystone prosta",15.59,1,"szt","PLN","23%","",4,null,null,null,null,"5907577485375",null,null,"ARIA",null,null,"",null,4,null,"https://www.ospel.pl/sites/all/pliki/import/image/podtynk/aria/szary_mat/gpk-2u_p_70.jpg","",null,"","","",null,null,null,"SZARY MAT",null,"0,049 kg","71 mm","71 mm","22 mm",null,null,"2024-02-19",null,"","https://www.ospel.pl/sites/all/pliki/import/image/podtynk/aria/szary_mat/gpk-2u_p_70.jpg","26.30.30.0","8517 18 00"]
[397,"GPK-2UP/p/00        ","Obudowa gniazda podwójnego z przesłoną typu Keystone prosta",19.86,1,"szt","PLN","23%","",10,null,null,null,null,"5907577482930",null,null,"ARIA",null,null,"",null,10,null,"https://www.ospel.pl/sites/all/pliki/import/image/podtynk/aria/bialy/gpk-2up_p_00.jpg","",null,"","","",null,null,null,"BIAŁY",null,"","71 mm","71 mm","22 mm",null,null,"2024-02-19",null,"","https://www.ospel.pl/sites/all/pliki/import/image/podtynk/aria/bialy/gpk-2up_p_00.jpg","26.30.30.0","8517 18 00"]
[398,"GPK-2UP/p/18        ","Obudowa gniazda podwójnego z przesłoną typu Keystone prosta",25.03,1,"szt","PLN","23%","",4,null,null,null,null,"5907577483883",null,null,"ARIA",null,null,"",null,4,null,"https://www.ospel.pl/sites/all/pliki/import/image/podtynk/aria/srebro/gpk-2up_p_18.jpg","",null,"","","",null,null,null,"SREBRO",null,"","","","",null,null,"2024-02-19",null,"","https://www.ospel.pl/sites/all/pliki/import/image/podtynk/aria/srebro/gpk-2up_p_18.jpg","26.30.30.0","8517 18 00"]
[399,"GPK-2UP/p/27        ","Obudowa gniazda podwójnego z przesłoną typu Keystone prosta",19.86,1,"szt","PLN","23%","",10,null,null,null,null,"5907577492632",null,null,"ARIA",null,null,"",null,10,null,"https://www.ospel.pl/sites/all/pliki/import/image/podtynk/aria/ecru/gpk-2up_p_27.jpg","",null,"","","",null,null,null,"ECRU",null,"","","","",null,null,"2024-02-19",null,"","https://www.ospel.pl/sites/all/pliki/import/image/podtynk/aria/ecru/gpk-2up_p_27.jpg","26.30.30.0","8517 18 00"]
[400,"GPK-2UP/p/33        ","Obudowa gniazda podwójnego z przesłoną typu Keystone prosta",25.03,1,"szt","PLN","23%","",4,null,null,null,null,"5907577484774",null,null,"ARIA",null,null,"",null,4,null,"https://www.ospel.pl/sites/all/pliki/import/image/podtynk/aria/czarny/gpk-2up_p_33.jpg","",null,"","","",null,null,null,"CZARNY METALIK",null,"","","","",null,null,"2024-02-19",null,"","https://www.ospel.pl/sites/all/pliki/import/image/podtynk/aria/czarny/gpk-2up_p_33.jpg","26.30.30.0","8517 18 00"]
[401,"GPK-2UP/p/70        ","Obudowa gniazda podwójnego z przesłoną typu Keystone prosta",25.03,1,"szt","PLN","23%","",4,null,null,null,null,"5907577485665",null,null,"ARIA",null,null,"",null,4,null,"https://www.ospel.pl/sites/all/pliki/import/image/podtynk/aria/szary_mat/gpk-2up_p_70.jpg","",null,"","","",null,null,null,"SZARY MAT",null,"","","","",null,null,"2024-02-19",null,"","https://www.ospel.pl/sites/all/pliki/import/image/podtynk/aria/szary_mat/gpk-2up_p_70.jpg","26.30.30.0","8517 18 00"]
[402,"GPK-2US/p/00        ","Obudowa gniazda podwójnego typu Keystone skośna",10.55,1,"szt","PLN","23%","",10,null,null,null,null,"5907577482640",null,null,"ARIA",null,null,"",null,10,null,"https://www.ospel.pl/sites/all/pliki/import/image/podtynk/aria/bialy/gpk-2us_p_00.jpg","",null,"","","",null,null,null,"BIAŁY",null,"","71 mm","71 mm","21 mm",null,null,"2024-02-19",null,"","https://www.ospel.pl/sites/all/pliki/import/image/podtynk/aria/bialy/gpk-2us_p_00.jpg","26.30.30.0","8517 18 00"]
[403,"GPK-2US/p/18        ","Obudowa gniazda podwójnego typu Keystone skośna",15.95,1,"szt","PLN","23%","",4,null,null,null,null,"5907577483609",null,null,"ARIA",null,null,"",null,4,null,"https://www.ospel.pl/sites/all/pliki/import/image/podtynk/aria/srebro/gpk-2us_p_18.jpg","",null,"","","",null,null,null,"SREBRO",null,"","71 mm","71 mm","21 mm",null,null,"2024-02-19",null,"","https://www.ospel.pl/sites/all/pliki/import/image/podtynk/aria/srebro/gpk-2us_p_18.jpg","26.30.30.0","8517 18 00"]
[404,"GPK-2US/p/27        ","Obudowa gniazda podwójnego typu Keystone skośna",10.55,1,"szt","PLN","23%","",10,null,null,null,null,"5907577492359",null,null,"ARIA",null,null,"",null,10,null,"https://www.ospel.pl/sites/all/pliki/import/image/podtynk/aria/ecru/gpk-2us_p_27.jpg","",null,"","","",null,null,null,"ECRU",null,"","71 mm","71 mm","21 mm",null,null,"2024-02-19",null,"","https://www.ospel.pl/sites/all/pliki/import/image/podtynk/aria/ecru/gpk-2us_p_27.jpg","26.30.30.0","8517 18 00"]
[405,"GPK-2US/p/33        ","Obudowa gniazda podwójnego typu Keystone skośna",15.95,1,"szt","PLN","23%","",4,null,null,null,null,"5907577484491",null,null,"ARIA",null,null,"",null,4,null,"https://www.ospel.pl/sites/all/pliki/import/image/podtynk/aria/czarny/gpk-2us_p_33.jpg","",null,"","","",null,null,null,"CZARNY METALIK",null,"","71 mm","71 mm","21 mm",null,null,"2024-02-19",null,"","https://www.ospel.pl/sites/all/pliki/import/image/podtynk/aria/czarny/gpk-2us_p_33.jpg","26.30.30.0","8517 18 00"]
[406,"GPK-2US/p/70        ","Obudowa gniazda podwójnego typu Keystone skośna",15.95,1,"szt","PLN","23%","",4,null,null,null,null,"5907577485382",null,null,"ARIA",null,null,"",null,4,null,"https://www.ospel.pl/sites/all/pliki/import/image/podtynk/aria/szary_mat/gpk-2us_p_70.jpg","",null,"","","",null,null,null,"SZARY MAT",null,"","71 mm","71 mm","21 mm",null,null,"2024-02-19",null,"","https://www.ospel.pl/sites/all/pliki/import/image/podtynk/aria/szary_mat/gpk-2us_p_70.jpg","26.30.30.0","8517 18 00"]
[407,"GPPK-1U/m/00        ","Przyłącz kablowy ",22.71,1,"szt","PLN","23%","",10,null,null,null,null,"5907577482718",null,null,"ARIA",null,null,"",null,10,null,"https://www.ospel.pl/sites/all/pliki/import/image/podtynk/aria/bialy/gppk-1u_m_00.jpg","",null,"5x4mm2 zaciski gwintowe","","",null,null,null,"BIAŁY",null,"","71 mm","71 mm","21 mm",null,null,"2024-02-19",null,"","https://www.ospel.pl/sites/all/pliki/import/image/podtynk/aria/bialy/gppk-1u_m_00.jpg","27.33.13.0","8536 90 10"]
[408,"GPPK-1U/m/18        ","Przyłącz kablowy ",30.68,1,"szt","PLN","23%","",4,null,null,null,null,"5907577483678",null,null,"ARIA",null,null,"",null,4,null,"https://www.ospel.pl/sites/all/pliki/import/image/podtynk/aria/srebro/gppk-1u_m_18.jpg","",null,"5x4mm2 zaciski gwintowe","","",null,null,null,"SREBRO",null,"","71 mm","71 mm","21 mm",null,null,"2024-02-19",null,"","https://www.ospel.pl/sites/all/pliki/import/image/podtynk/aria/srebro/gppk-1u_m_18.jpg","27.33.13.0","8536 90 10"]
[409,"GPPK-1U/m/27        ","Przyłącz kablowy ",22.71,1,"szt","PLN","23%","",10,null,null,null,null,"5907577492427",null,null,"ARIA",null,null,"",null,10,null,"https://www.ospel.pl/sites/all/pliki/import/image/podtynk/aria/ecru/gppk-1u_m_27.jpg","",null,"5x4mm2 zaciski gwintowe","","",null,null,null,"ECRU",null,"","71 mm","71 mm","21 mm",null,null,"2024-02-19",null,"","https://www.ospel.pl/sites/all/pliki/import/image/podtynk/aria/ecru/gppk-1u_m_27.jpg","27.33.13.0","8536 90 10"]
[410,"GPPK-1U/m/33        ","Przyłącz kablowy ",30.68,1,"szt","PLN","23%","",4,null,null,null,null,"5907577484569",null,null,"ARIA",null,null,"",null,4,null,"https://www.ospel.pl/sites/all/pliki/import/image/podtynk/aria/czarny/gppk-1u_m_33.jpg","",null,"5x4mm2 zaciski gwintowe","","",null,null,null,"CZARNY METALIK",null,"","71 mm","71 mm","21 mm",null,null,"2024-02-19",null,"","https://www.ospel.pl/sites/all/pliki/import/image/podtynk/aria/czarny/gppk-1u_m_33.jpg","27.33.13.0","8536 90 10"]
[411,"GPPK-1U/m/70        ","Przyłącz kablowy ",30.68,1,"szt","PLN","23%","",4,null,null,null,null,"5907577485450",null,null,"ARIA",null,null,"",null,4,null,"https://www.ospel.pl/sites/all/pliki/import/image/podtynk/aria/szary_mat/gppk-1u_m_70.jpg","",null,"5x4mm2 zaciski gwintowe","","",null,null,null,"SZARY MAT",null,"","71 mm","71 mm","21 mm",null,null,"2024-02-19",null,"","https://www.ospel.pl/sites/all/pliki/import/image/podtynk/aria/szary_mat/gppk-1u_m_70.jpg","27.33.13.0","8536 90 10"]
[412,"GPT-1U/m/00         ","Gniazdo telefoniczne pojedyncze ",30.3552,1,"szt","PLN","23%","",10,null,null,null,null,"5907577482565",null,null,"ARIA",null,null,"",null,10,null,"https://www.ospel.pl/sites/all/pliki/import/image/podtynk/aria/bialy/gpt-1u_m_00.jpg","",null,"Zaciski gwintowe","","",null,null,null,"BIAŁY",null,"","71 mm","71 mm","23 mm",null,null,"2024-02-19",null,"","https://www.ospel.pl/sites/all/pliki/import/image/podtynk/aria/bialy/gpt-1u_m_00.jpg","26.30.30.0","8517 18 00"]
[413,"GPT-1U/m/18         ","Gniazdo telefoniczne pojedyncze ",40.738799999999998,1,"szt","PLN","23%","",4,null,null,null,null,"5907577483524",null,null,"ARIA",null,null,"",null,4,null,"https://www.ospel.pl/sites/all/pliki/import/image/podtynk/aria/srebro/gpt-1u_m_18.jpg","",null,"Zaciski gwintowe","","",null,null,null,"SREBRO",null,"","71 mm","71 mm","23 mm",null,null,"2024-02-19",null,"","https://www.ospel.pl/sites/all/pliki/import/image/podtynk/aria/srebro/gpt-1u_m_18.jpg","26.30.30.0","8517 18 00"]
[414,"GPT-1U/m/27         ","Gniazdo telefoniczne pojedyncze ",30.355200000000004,1,"szt","PLN","23%","",10,null,null,null,null,"5907577492274",null,null,"ARIA",null,null,"",null,10,null,"https://www.ospel.pl/sites/all/pliki/import/image/podtynk/aria/ecru/gpt-1u_m_27.jpg","",null,"Zaciski gwintowe","","",null,null,null,"ECRU",null,"","71 mm","71 mm","23 mm",null,null,"2024-02-19",null,"","https://www.ospel.pl/sites/all/pliki/import/image/podtynk/aria/ecru/gpt-1u_m_27.jpg","26.30.30.0","8517 18 00"]
[415,"GPT-1U/m/33         ","Gniazdo telefoniczne pojedyncze ",40.738799999999998,1,"szt","PLN","23%","",4,null,null,null,null,"5907577484415",null,null,"ARIA",null,null,"",null,4,null,"https://www.ospel.pl/sites/all/pliki/import/image/podtynk/aria/czarny/gpt-1u_m_33.jpg","",null,"Zaciski gwintowe","","",null,null,null,"CZARNY METALIK",null,"","71 mm","71 mm","23 mm",null,null,"2024-02-19",null,"","https://www.ospel.pl/sites/all/pliki/import/image/podtynk/aria/czarny/gpt-1u_m_33.jpg","26.30.30.0","8517 18 00"]
[416,"GPT-1U/m/70         ","Gniazdo telefoniczne pojedyncze ",40.738799999999998,1,"szt","PLN","23%","",4,null,null,null,null,"5907577485306",null,null,"ARIA",null,null,"",null,4,null,"https://www.ospel.pl/sites/all/pliki/import/image/podtynk/aria/szary_mat/gpt-1u_m_70.jpg","",null,"Zaciski gwintowe","","",null,null,null,"SZARY MAT",null,"","71 mm","71 mm","23 mm",null,null,"2024-02-19",null,"","https://www.ospel.pl/sites/all/pliki/import/image/podtynk/aria/szary_mat/gpt-1u_m_70.jpg","26.30.30.0","8517 18 00"]
[417,"GPT-2UN/m/00        ","Gniazdo telefoniczne podwójne niezależne ",44.625,1,"szt","PLN","23%","",10,null,null,null,null,"5907577482572",null,null,"ARIA",null,null,"",null,10,null,"https://www.ospel.pl/sites/all/pliki/import/image/podtynk/aria/bialy/gpt-2un_m_00.jpg","",null,"Zaciski gwintowe","","",null,null,null,"BIAŁY",null,"","71 mm","71 mm","23 mm",null,null,"2024-02-19",null,"","https://www.ospel.pl/sites/all/pliki/import/image/podtynk/aria/bialy/gpt-2un_m_00.jpg","26.30.30.0","8517 18 00"]
[418,"GPT-2UN/m/18        ","Gniazdo telefoniczne podwójne niezależne ",51.479399999999998,1,"szt","PLN","23%","",4,null,null,null,null,"5907577483531",null,null,"ARIA",null,null,"",null,4,null,"https://www.ospel.pl/sites/all/pliki/import/image/podtynk/aria/srebro/gpt-2un_m_18.jpg","",null,"Zaciski gwintowe","","",null,null,null,"SREBRO",null,"","71 mm","71 mm","23 mm",null,null,"2024-02-19",null,"","https://www.ospel.pl/sites/all/pliki/import/image/podtynk/aria/srebro/gpt-2un_m_18.jpg","26.30.30.0","8517 18 00"]
[419,"GPT-2UN/m/27        ","Gniazdo telefoniczne podwójne niezależne ",44.625,1,"szt","PLN","23%","",10,null,null,null,null,"5907577492281",null,null,"ARIA",null,null,"",null,10,null,"https://www.ospel.pl/sites/all/pliki/import/image/podtynk/aria/ecru/gpt-2un_m_27.jpg","",null,"Zaciski gwintowe","","",null,null,null,"ECRU",null,"","71 mm","71 mm","23 mm",null,null,"2024-02-19",null,"","https://www.ospel.pl/sites/all/pliki/import/image/podtynk/aria/ecru/gpt-2un_m_27.jpg","26.30.30.0","8517 18 00"]
[420,"GPT-2UN/m/33        ","Gniazdo telefoniczne podwójne niezależne ",51.479399999999998,1,"szt","PLN","23%","",4,null,null,null,null,"5907577484422",null,null,"ARIA",null,null,"",null,4,null,"https://www.ospel.pl/sites/all/pliki/import/image/podtynk/aria/czarny/gpt-2un_m_33.jpg","",null,"Zaciski gwintowe","","",null,null,null,"CZARNY METALIK",null,"","71 mm","71 mm","23 mm",null,null,"2024-02-19",null,"","https://www.ospel.pl/sites/all/pliki/import/image/podtynk/aria/czarny/gpt-2un_m_33.jpg","26.30.30.0","8517 18 00"]
[421,"GPT-2UN/m/70        ","Gniazdo telefoniczne podwójne niezależne ",51.479399999999998,1,"szt","PLN","23%","",4,null,null,null,null,"5907577485313",null,null,"ARIA",null,null,"",null,4,null,"https://www.ospel.pl/sites/all/pliki/import/image/podtynk/aria/szary_mat/gpt-2un_m_70.jpg","",null,"Zaciski gwintowe","","",null,null,null,"SZARY MAT",null,"","71 mm","71 mm","23 mm",null,null,"2024-02-19",null,"","https://www.ospel.pl/sites/all/pliki/import/image/podtynk/aria/szary_mat/gpt-2un_m_70.jpg","26.30.30.0","8517 18 00"]
[422,"GPT-2UR/m/00        ","Gniazdo telefoniczne podwójne równoległe ",44.625,1,"szt","PLN","23%","",10,null,null,null,null,"5907577482589",null,null,"ARIA",null,null,"",null,10,null,"https://www.ospel.pl/sites/all/pliki/import/image/podtynk/aria/bialy/gpt-2ur_m_00.jpg","",null,"Zaciski gwintowe","","",null,null,null,"BIAŁY",null,"","71 mm","71 mm","23 mm",null,null,"2024-02-19",null,"","https://www.ospel.pl/sites/all/pliki/import/image/podtynk/aria/bialy/gpt-2ur_m_00.jpg","26.30.30.0","8517 18 00"]
[423,"GPT-2UR/m/18        ","Gniazdo telefoniczne podwójne równoległe ",51.479399999999998,1,"szt","PLN","23%","",4,null,null,null,null,"5907577483548",null,null,"ARIA",null,null,"",null,4,null,"https://www.ospel.pl/sites/all/pliki/import/image/podtynk/aria/srebro/gpt-2ur_m_18.jpg","",null,"Zaciski gwintowe","","",null,null,null,"SREBRO",null,"","71 mm","71 mm","23 mm",null,null,"2024-02-19",null,"","https://www.ospel.pl/sites/all/pliki/import/image/podtynk/aria/srebro/gpt-2ur_m_18.jpg","26.30.30.0","8517 18 00"]
[424,"GPT-2UR/m/27        ","Gniazdo telefoniczne podwójne równoległe ",44.625,1,"szt","PLN","23%","",10,null,null,null,null,"5907577492298",null,null,"ARIA",null,null,"",null,10,null,"https://www.ospel.pl/sites/all/pliki/import/image/podtynk/aria/ecru/gpt-2ur_m_27.jpg","",null,"Zaciski gwintowe","","",null,null,null,"ECRU",null,"","71 mm","71 mm","23 mm",null,null,"2024-02-19",null,"","https://www.ospel.pl/sites/all/pliki/import/image/podtynk/aria/ecru/gpt-2ur_m_27.jpg","26.30.30.0","8517 18 00"]
[425,"GPT-2UR/m/33        ","Gniazdo telefoniczne podwójne równoległe ",51.479399999999998,1,"szt","PLN","23%","",4,null,null,null,null,"5907577484439",null,null,"ARIA",null,null,"",null,4,null,"https://www.ospel.pl/sites/all/pliki/import/image/podtynk/aria/czarny/gpt-2ur_m_33.jpg","",null,"Zaciski gwintowe","","",null,null,null,"CZARNY METALIK",null,"","71 mm","71 mm","23 mm",null,null,"2024-02-19",null,"","https://www.ospel.pl/sites/all/pliki/import/image/podtynk/aria/czarny/gpt-2ur_m_33.jpg","26.30.30.0","8517 18 00"]
[426,"GPT-2UR/m/70        ","Gniazdo telefoniczne podwójne równoległe ",51.479399999999998,1,"szt","PLN","23%","",4,null,null,null,null,"5907577485320",null,null,"ARIA",null,null,"",null,4,null,"https://www.ospel.pl/sites/all/pliki/import/image/podtynk/aria/szary_mat/gpt-2ur_m_70.jpg","",null,"Zaciski gwintowe","","",null,null,null,"SZARY MAT",null,"","71 mm","71 mm","23 mm",null,null,"2024-02-19",null,"","https://www.ospel.pl/sites/all/pliki/import/image/podtynk/aria/szary_mat/gpt-2ur_m_70.jpg","26.30.30.0","8517 18 00"]
[427,"ŁP-10U/m/00         ","Łącznik podwójny schodowy ",30.32,1,"szt","PLN","23%","",10,null,null,null,null,"5907577482169",null,null,"ARIA",null,null,"",null,10,null,"https://www.ospel.pl/sites/all/pliki/import/image/podtynk/aria/bialy/lp-10u_m_00.jpg","",null,"10AX/250~, IP-20 zaciski bezgwintowe","","",null,null,null,"BIAŁY",null,"0,084 kg","71 mm","71 mm","25 mm",null,null,"2024-02-19",null,"https://www.ospel.pl/sites/all/pliki/import/image/schematy/lacznik_podwojny_schodowy.jpg","https://www.ospel.pl/sites/all/pliki/import/image/podtynk/aria/bialy/lp-10u_m_00.jpg","27.33.11.0","8536 50 07"]
[428,"ŁP-10U/m/18         ","Łącznik podwójny schodowy ",33.25,1,"szt","PLN","23%","",4,null,null,null,null,"5907577483142",null,null,"ARIA",null,null,"",null,4,null,"https://www.ospel.pl/sites/all/pliki/import/image/podtynk/aria/srebro/lp-10u_m_18.jpg","",null,"10AX/250~, IP-20 zaciski bezgwintowe","","",null,null,null,"SREBRO",null,"0,084 kg","71 mm","71 mm","25 mm",null,null,"2024-02-19",null,"https://www.ospel.pl/sites/all/pliki/import/image/schematy/lacznik_podwojny_schodowy.jpg","https://www.ospel.pl/sites/all/pliki/import/image/podtynk/aria/srebro/lp-10u_m_18.jpg","27.33.11.0","8536 50 07"]
[429,"ŁP-10U/m/27         ","Łącznik podwójny schodowy ",30.32,1,"szt","PLN","23%","",10,null,null,null,null,"5907577491871",null,null,"ARIA",null,null,"",null,10,null,"https://www.ospel.pl/sites/all/pliki/import/image/podtynk/aria/ecru/lp-10u_m_27.jpg","",null,"10AX/250~, IP-20 zaciski bezgwintowe","","",null,null,null,"ECRU",null,"0,084 kg","71 mm","71 mm","25 mm",null,null,"2024-02-19",null,"https://www.ospel.pl/sites/all/pliki/import/image/schematy/lacznik_podwojny_schodowy.jpg","https://www.ospel.pl/sites/all/pliki/import/image/podtynk/aria/ecru/lp-10u_m_27.jpg","27.33.11.0","8536 50 07"]
[430,"ŁP-10U/m/33         ","Łącznik podwójny schodowy ",33.25,1,"szt","PLN","23%","",4,null,null,null,null,"5907577484033",null,null,"ARIA",null,null,"",null,4,null,"https://www.ospel.pl/sites/all/pliki/import/image/podtynk/aria/czarny/lp-10u_m_33.jpg","",null,"10AX/250~, IP-20 zaciski bezgwintowe","","",null,null,null,"CZARNY METALIK",null,"0,084 kg","71 mm","71 mm","25 mm",null,null,"2024-02-19",null,"https://www.ospel.pl/sites/all/pliki/import/image/schematy/lacznik_podwojny_schodowy.jpg","https://www.ospel.pl/sites/all/pliki/import/image/podtynk/aria/czarny/lp-10u_m_33.jpg","27.33.11.0","8536 50 07"]
[431,"ŁP-10U/m/70         ","Łącznik podwójny schodowy ",33.25,1,"szt","PLN","23%","",4,null,null,null,null,"5907577484927",null,null,"ARIA",null,null,"",null,4,null,"https://www.ospel.pl/sites/all/pliki/import/image/podtynk/aria/szary_mat/lp-10u_m_70.jpg","",null,"10AX/250~, IP-20 zaciski bezgwintowe","","",null,null,null,"SZARY MAT",null,"0,084 kg","71 mm","71 mm","25 mm",null,null,"2024-02-19",null,"https://www.ospel.pl/sites/all/pliki/import/image/schematy/lacznik_podwojny_schodowy.jpg","https://www.ospel.pl/sites/all/pliki/import/image/podtynk/aria/szary_mat/lp-10u_m_70.jpg","27.33.11.0","8536 50 07"]
[432,"ŁP-11U/m/00         ","Łącznik dwubiegunowy ",23.44,1,"szt","PLN","23%","",10,null,null,null,null,"5907577482138",null,null,"ARIA",null,null,"",null,10,null,"https://www.ospel.pl/sites/all/pliki/import/image/podtynk/aria/bialy/lp-11u_m_00.jpg","",null,"10AX/250~, IP-20 zaciski bezgwintowe","","",null,null,null,"BIAŁY",null,"0,075 kg","71 mm","71 mm","25 mm",null,null,"2024-02-19",null,"https://www.ospel.pl/sites/all/pliki/import/image/schematy/lacznik_dwubiegunowy.jpg","https://www.ospel.pl/sites/all/pliki/import/image/podtynk/aria/bialy/lp-11u_m_00.jpg","27.33.11.0","8536 50 07"]
[433,"ŁP-11U/m/18         ","Łącznik dwubiegunowy ",28.23,1,"szt","PLN","23%","",4,null,null,null,null,"5907577483111",null,null,"ARIA",null,null,"",null,4,null,"https://www.ospel.pl/sites/all/pliki/import/image/podtynk/aria/srebro/lp-11u_m_18.jpg","",null,"10AX/250~, IP-20 zaciski bezgwintowe","","",null,null,null,"SREBRO",null,"0,075 kg","71 mm","71 mm","25 mm",null,null,"2024-02-19",null,"https://www.ospel.pl/sites/all/pliki/import/image/schematy/lacznik_dwubiegunowy.jpg","https://www.ospel.pl/sites/all/pliki/import/image/podtynk/aria/srebro/lp-11u_m_18.jpg","27.33.11.0","8536 50 07"]
[434,"ŁP-11U/m/27         ","Łącznik dwubiegunowy ",23.44,1,"szt","PLN","23%","",10,null,null,null,null,"5907577491840",null,null,"ARIA",null,null,"",null,10,null,"https://www.ospel.pl/sites/all/pliki/import/image/podtynk/aria/ecru/lp-11u_m_27.jpg","",null,"10AX/250~, IP-20 zaciski bezgwintowe","","",null,null,null,"ECRU",null,"0,075 kg","71 mm","71 mm","25 mm",null,null,"2024-02-19",null,"https://www.ospel.pl/sites/all/pliki/import/image/schematy/lacznik_dwubiegunowy.jpg","https://www.ospel.pl/sites/all/pliki/import/image/podtynk/aria/ecru/lp-11u_m_27.jpg","27.33.11.0","8536 50 07"]
[435,"ŁP-11U/m/33         ","Łącznik dwubiegunowy ",28.23,1,"szt","PLN","23%","",4,null,null,null,null,"5907577484002",null,null,"ARIA",null,null,"",null,4,null,"https://www.ospel.pl/sites/all/pliki/import/image/podtynk/aria/czarny/lp-11u_m_33.jpg","",null,"10AX/250~, IP-20 zaciski bezgwintowe","","",null,null,null,"CZARNY METALIK",null,"0,075 kg","71 mm","71 mm","25 mm",null,null,"2024-02-19",null,"https://www.ospel.pl/sites/all/pliki/import/image/schematy/lacznik_dwubiegunowy.jpg","https://www.ospel.pl/sites/all/pliki/import/image/podtynk/aria/czarny/lp-11u_m_33.jpg","27.33.11.0","8536 50 07"]
[436,"ŁP-11U/m/70         ","Łącznik dwubiegunowy ",28.23,1,"szt","PLN","23%","",4,null,null,null,null,"5907577484897",null,null,"ARIA",null,null,"",null,4,null,"https://www.ospel.pl/sites/all/pliki/import/image/podtynk/aria/szary_mat/lp-11u_m_70.jpg","",null,"10AX/250~, IP-20 zaciski bezgwintowe","","",null,null,null,"SZARY MAT",null,"0,075 kg","71 mm","71 mm","25 mm",null,null,"2024-02-19",null,"https://www.ospel.pl/sites/all/pliki/import/image/schematy/lacznik_dwubiegunowy.jpg","https://www.ospel.pl/sites/all/pliki/import/image/podtynk/aria/szary_mat/lp-11u_m_70.jpg","27.33.11.0","8536 50 07"]
[437,"ŁP-12US/m/00        ","Łącznik kontrolny z podświetleniem pomarańczowym",25.9,1,"szt","PLN","23%","",10,null,null,null,null,"5907577482145",null,null,"ARIA",null,null,"",null,10,null,"https://www.ospel.pl/sites/all/pliki/import/image/podtynk/aria/bialy/lp-12us_m_00.jpg","",null,"10AX/250~, IP-20 zaciski bezgwintowe","","",null,null,null,"BIAŁY",null,"","71 mm","71 mm","25 mm",null,null,"2024-02-19",null,"","https://www.ospel.pl/sites/all/pliki/import/image/podtynk/aria/bialy/lp-12us_m_00.jpg","27.33.11.0","8536 50 07"]
[438,"ŁP-12US/m/18        ","Łącznik kontrolny z podświetleniem niebieskim",30.56,1,"szt","PLN","23%","",4,null,null,null,null,"5907577483128",null,null,"ARIA",null,null,"",null,4,null,"https://www.ospel.pl/sites/all/pliki/import/image/podtynk/aria/srebro/lp-12us_m_18.jpg","",null,"10AX/250~, IP-20 zaciski bezgwintowe","","",null,null,null,"SREBRO",null,"","71 mm","71 mm","25 mm",null,null,"2024-02-19",null,"","https://www.ospel.pl/sites/all/pliki/import/image/podtynk/aria/srebro/lp-12us_m_18.jpg","27.33.11.0","8536 50 07"]
[439,"ŁP-12US/m/27        ","Łącznik kontrolny z podświetleniem pomarańczowym",25.9,1,"szt","PLN","23%","",10,null,null,null,null,"5907577491857",null,null,"ARIA",null,null,"",null,10,null,"https://www.ospel.pl/sites/all/pliki/import/image/podtynk/aria/ecru/lp-12us_m_27.jpg","",null,"10AX/250~, IP-20 zaciski bezgwintowe","","",null,null,null,"ECRU",null,"","71 mm","71 mm","25 mm",null,null,"2024-02-19",null,"","https://www.ospel.pl/sites/all/pliki/import/image/podtynk/aria/ecru/lp-12us_m_27.jpg","27.33.11.0","8536 50 07"]
[440,"ŁP-12US/m/33        ","Łącznik kontrolny z podświetleniem niebieskim",30.56,1,"szt","PLN","23%","",4,null,null,null,null,"5907577484019",null,null,"ARIA",null,null,"",null,4,null,"https://www.ospel.pl/sites/all/pliki/import/image/podtynk/aria/czarny/lp-12us_m_33.jpg","",null,"10AX/250~, IP-20 zaciski bezgwintowe","","",null,null,null,"CZARNY METALIK",null,"","71 mm","71 mm","25 mm",null,null,"2024-02-19",null,"","https://www.ospel.pl/sites/all/pliki/import/image/podtynk/aria/czarny/lp-12us_m_33.jpg","27.33.11.0","8536 50 07"]
[441,"ŁP-12US/m/70        ","Łącznik kontrolny z podświetleniem niebieskim",30.56,1,"szt","PLN","23%","",4,null,null,null,null,"5907577484903",null,null,"ARIA",null,null,"",null,4,null,"https://www.ospel.pl/sites/all/pliki/import/image/podtynk/aria/szary_mat/lp-12us_m_70.jpg","",null,"10AX/250~, IP-20 zaciski bezgwintowe","","",null,null,null,"SZARY MAT",null,"","71 mm","71 mm","25 mm",null,null,"2024-02-19",null,"","https://www.ospel.pl/sites/all/pliki/import/image/podtynk/aria/szary_mat/lp-12us_m_70.jpg","27.33.11.0","8536 50 07"]
[442,"ŁP-13U/m/00         ","Łącznik potrójny ",31.41,1,"szt","PLN","23%","",10,null,null,null,null,"5907577482183",null,null,"ARIA",null,null,"",null,10,null,"https://www.ospel.pl/sites/all/pliki/import/image/podtynk/aria/bialy/lp-13u_m_00.jpg","",null,"10AX/250~, IP-20 zaciski bezgwintowe","","",null,null,null,"BIAŁY",null,"","71 mm","71 mm","25 mm",null,null,"2024-02-19",null,"","https://www.ospel.pl/sites/all/pliki/import/image/podtynk/aria/bialy/lp-13u_m_00.jpg","27.33.11.0","8536 50 07"]
[443,"ŁP-13U/m/18         ","Łącznik potrójny ",40.380000000000003,1,"szt","PLN","23%","",4,null,null,null,null,"5907577483166",null,null,"ARIA",null,null,"",null,4,null,"https://www.ospel.pl/sites/all/pliki/import/image/podtynk/aria/srebro/lp-13u_m_18.jpg","",null,"10AX/250~, IP-20 zaciski bezgwintowe","","",null,null,null,"SREBRO",null,"","71 mm","71 mm","25 mm",null,null,"2024-02-19",null,"","https://www.ospel.pl/sites/all/pliki/import/image/podtynk/aria/srebro/lp-13u_m_18.jpg","27.33.11.0","8536 50 07"]
[444,"ŁP-13U/m/27         ","Łącznik potrójny ",31.41,1,"szt","PLN","23%","",10,null,null,null,null,"5907577491895",null,null,"ARIA",null,null,"",null,10,null,"https://www.ospel.pl/sites/all/pliki/import/image/podtynk/aria/ecru/lp-13u_m_27.jpg","",null,"10AX/250~, IP-20 zaciski bezgwintowe","","",null,null,null,"ECRU",null,"","71 mm","71 mm","25 mm",null,null,"2024-02-19",null,"","https://www.ospel.pl/sites/all/pliki/import/image/podtynk/aria/ecru/lp-13u_m_27.jpg","27.33.11.0","8536 50 07"]
[445,"ŁP-13U/m/33         ","Łącznik potrójny ",40.380000000000003,1,"szt","PLN","23%","",4,null,null,null,null,"5907577484057",null,null,"ARIA",null,null,"",null,4,null,"https://www.ospel.pl/sites/all/pliki/import/image/podtynk/aria/czarny/lp-13u_m_33.jpg","",null,"10AX/250~, IP-20 zaciski bezgwintowe","","",null,null,null,"CZARNY METALIK",null,"","71 mm","71 mm","25 mm",null,null,"2024-02-19",null,"","https://www.ospel.pl/sites/all/pliki/import/image/podtynk/aria/czarny/lp-13u_m_33.jpg","27.33.11.0","8536 50 07"]
[446,"ŁP-13U/m/70         ","Łącznik potrójny ",40.380000000000003,1,"szt","PLN","23%","",4,null,null,null,null,"5907577484941",null,null,"ARIA",null,null,"",null,4,null,"https://www.ospel.pl/sites/all/pliki/import/image/podtynk/aria/szary_mat/lp-13u_m_70.jpg","",null,"10AX/250~, IP-20 zaciski bezgwintowe","","",null,null,null,"SZARY MAT",null,"","71 mm","71 mm","25 mm",null,null,"2024-02-19",null,"","https://www.ospel.pl/sites/all/pliki/import/image/podtynk/aria/szary_mat/lp-13u_m_70.jpg","27.33.11.0","8536 50 07"]
[447,"ŁP-15US/m/00        ","Łącznik hotelowy z podświetleniem pomarańczowym",107.98,1,"szt","PLN","23%","",5,null,null,null,null,"5907577482732",null,null,"ARIA",null,null,"",null,5,null,"https://www.ospel.pl/sites/all/pliki/import/image/podtynk/aria/bialy/lp-15us_m_00.jpg","",null,"16A230~, IP-20, zaciski gwintowe","","Tylko na zamówienie",null,null,null,"BIAŁY",null,"","71 mm","71 mm","32 mm",null,null,"2024-02-19",null,"","https://www.ospel.pl/sites/all/pliki/import/image/podtynk/aria/bialy/lp-15us_m_00.jpg","27.33.11.0","8536 50 05"]
[448,"ŁP-15US/m/18        ","Łącznik hotelowy z podświetleniem pomarańczowym",112.16,1,"szt","PLN","23%","",5,null,null,null,null,"5907577483692",null,null,"ARIA",null,null,"",null,5,null,"https://www.ospel.pl/sites/all/pliki/import/image/podtynk/aria/srebro/lp-15us_m_18.jpg","",null,"16A230~, IP-20, zaciski gwintowe","","Tylko na zamówienie",null,null,null,"SREBRO",null,"","71 mm","71 mm","32 mm",null,null,"2024-02-19",null,"","https://www.ospel.pl/sites/all/pliki/import/image/podtynk/aria/srebro/lp-15us_m_18.jpg","27.33.11.0","8536 50 05"]
[449,"ŁP-15US/m/27        ","Łącznik hotelowy z podświetleniem pomarańczowym",107.98,1,"szt","PLN","23%","",5,null,null,null,null,"5907577492441",null,null,"ARIA",null,null,"",null,5,null,"https://www.ospel.pl/sites/all/pliki/import/image/podtynk/aria/ecru/lp-15us_m_27.jpg","",null,"16A230~, IP-20, zaciski gwintowe","","Tylko na zamówienie",null,null,null,"ECRU",null,"","71 mm","71 mm","32 mm",null,null,"2024-02-19",null,"","https://www.ospel.pl/sites/all/pliki/import/image/podtynk/aria/ecru/lp-15us_m_27.jpg","27.33.11.0","8536 50 05"]
[450,"ŁP-15US/m/33        ","Łącznik hotelowy z podświetleniem pomarańczowym",112.16,1,"szt","PLN","23%","",5,null,null,null,null,"5907577484583",null,null,"ARIA",null,null,"",null,5,null,"https://www.ospel.pl/sites/all/pliki/import/image/podtynk/aria/czarny/lp-15us_m_33.jpg","",null,"16A230~, IP-20, zaciski gwintowe","","Tylko na zamówienie",null,null,null,"CZARNY METALIK",null,"","71 mm","71 mm","32 mm",null,null,"2024-02-19",null,"","https://www.ospel.pl/sites/all/pliki/import/image/podtynk/aria/czarny/lp-15us_m_33.jpg","27.33.11.0","8536 50 05"]
[451,"ŁP-15US/m/70        ","Łącznik hotelowy z podświetleniem pomarańczowym",112.16,1,"szt","PLN","23%","",5,null,null,null,null,"5907577485474",null,null,"ARIA",null,null,"",null,5,null,"https://www.ospel.pl/sites/all/pliki/import/image/podtynk/aria/szary_mat/lp-15us_m_70.jpg","",null,"16A230~, IP-20, zaciski gwintowe","","Tylko na zamówienie",null,null,null,"SZARY MAT",null,"","71 mm","71 mm","32 mm",null,null,"2024-02-19",null,"","https://www.ospel.pl/sites/all/pliki/import/image/podtynk/aria/szary_mat/lp-15us_m_70.jpg","27.33.11.0","8536 50 05"]
[452,"ŁP-16U/m/00         ","Elektroniczny czujnik ruchu ",246.10820000000001,1,"szt","PLN","23%","",5,null,null,null,null,"5907577482749",null,null,"ARIA",null,null,"",null,5,null,"https://www.ospel.pl/sites/all/pliki/import/image/podtynk/aria/bialy/lp-16u_m_00.jpg","",null,"Zasięg działania do 7 metrów","","Tylko na zamówienie",null,null,null,"BIAŁY",null,"","71 mm","71 mm","31 mm",null,null,"2024-02-19",null,"","https://www.ospel.pl/sites/all/pliki/import/image/podtynk/aria/bialy/lp-16u_m_00.jpg","27.33.11.0","8536 50 05"]
[453,"ŁP-16U/m/18         ","Elektroniczny czujnik ruchu ",260.41490000000005,1,"szt","PLN","23%","",5,null,null,null,null,"5907577483708",null,null,"ARIA",null,null,"",null,5,null,"https://www.ospel.pl/sites/all/pliki/import/image/podtynk/aria/srebro/lp-16u_m_18.jpg","",null,"Zasięg działania do 7 metrów","","Tylko na zamówienie",null,null,null,"SREBRO",null,"","71 mm","71 mm","31 mm",null,null,"2024-02-19",null,"","https://www.ospel.pl/sites/all/pliki/import/image/podtynk/aria/srebro/lp-16u_m_18.jpg","27.33.11.0","8536 50 05"]
[454,"ŁP-16U/m/27         ","Elektroniczny czujnik ruchu ",246.10820000000001,1,"szt","PLN","23%","",5,null,null,null,null,"5907577492458",null,null,"ARIA",null,null,"",null,5,null,"https://www.ospel.pl/sites/all/pliki/import/image/podtynk/aria/ecru/lp-16u_m_27.jpg","",null,"Zasięg działania do 7 metrów","","Tylko na zamówienie",null,null,null,"ECRU",null,"","71 mm","71 mm","31 mm",null,null,"2024-02-19",null,"","https://www.ospel.pl/sites/all/pliki/import/image/podtynk/aria/ecru/lp-16u_m_27.jpg","27.33.11.0","8536 50 05"]
[455,"ŁP-16U/m/33         ","Elektroniczny czujnik ruchu ",260.41490000000005,1,"szt","PLN","23%","",5,null,null,null,null,"5907577484590",null,null,"ARIA",null,null,"",null,5,null,"https://www.ospel.pl/sites/all/pliki/import/image/podtynk/aria/czarny/lp-16u_m_33.jpg","",null,"Zasięg działania do 7 metrów","","Tylko na zamówienie",null,null,null,"CZARNY METALIK",null,"","71 mm","71 mm","31 mm",null,null,"2024-02-19",null,"","https://www.ospel.pl/sites/all/pliki/import/image/podtynk/aria/czarny/lp-16u_m_33.jpg","27.33.11.0","8536 50 05"]
[456,"ŁP-16U/m/70         ","Elektroniczny czujnik ruchu ",260.41490000000005,1,"szt","PLN","23%","",5,null,null,null,null,"5907577485481",null,null,"ARIA",null,null,"",null,5,null,"https://www.ospel.pl/sites/all/pliki/import/image/podtynk/aria/szary_mat/lp-16u_m_70.jpg","",null,"Zasięg działania do 7 metrów","","Tylko na zamówienie",null,null,null,"SZARY MAT",null,"","71 mm","71 mm","31 mm",null,null,"2024-02-19",null,"","https://www.ospel.pl/sites/all/pliki/import/image/podtynk/aria/szary_mat/lp-16u_m_70.jpg","27.33.11.0","8536 50 05"]
[457,"ŁP-17U/m/00         ","Łącznik podwójny zwierny ",28.47,1,"szt","PLN","23%","",10,null,null,null,null,"5907577482176",null,null,"ARIA",null,null,"",null,10,null,"https://www.ospel.pl/sites/all/pliki/import/image/podtynk/aria/bialy/lp-2u_m_00.jpg","",null,"10AX/250~, IP-20 zaciski bezgwintowe","","",null,null,null,"BIAŁY",null,"0,076 kg","71 mm","71 mm","25 mm",null,null,"2024-02-19",null,"","https://www.ospel.pl/sites/all/pliki/import/image/podtynk/aria/bialy/lp-2u_m_00.jpg","27.33.11.0","8536 50 07"]
[458,"ŁP-17U/m/18         ","Łącznik podwójny zwierny ",36.21,1,"szt","PLN","23%","",4,null,null,null,null,"5907577483159",null,null,"ARIA",null,null,"",null,4,null,"https://www.ospel.pl/sites/all/pliki/import/image/podtynk/aria/srebro/lp-17u_m_18.jpg","",null,"10AX/250~, IP-20 zaciski bezgwintowe","","",null,null,null,"SREBRO",null,"0,076 kg","71 mm","71 mm","25 mm",null,null,"2024-02-19",null,"","https://www.ospel.pl/sites/all/pliki/import/image/podtynk/aria/srebro/lp-17u_m_18.jpg","27.33.11.0","8536 50 07"]
[459,"ŁP-17U/m/27         ","Łącznik podwójny zwierny ",28.47,1,"szt","PLN","23%","",10,null,null,null,null,"5907577491888",null,null,"ARIA",null,null,"",null,10,null,"https://www.ospel.pl/sites/all/pliki/import/image/podtynk/aria/ecru/lp-17u_m_27.jpg","",null,"10AX/250~, IP-20 zaciski bezgwintowe","","",null,null,null,"ECRU",null,"0,076 kg","71 mm","71 mm","25 mm",null,null,"2024-02-19",null,"","https://www.ospel.pl/sites/all/pliki/import/image/podtynk/aria/ecru/lp-17u_m_27.jpg","27.33.11.0","8536 50 07"]
[460,"ŁP-17U/m/33         ","Łącznik podwójny zwierny ",36.21,1,"szt","PLN","23%","",4,null,null,null,null,"5907577484040",null,null,"ARIA",null,null,"",null,4,null,"https://www.ospel.pl/sites/all/pliki/import/image/podtynk/aria/czarny/lp-17u_m_33.jpg","",null,"10AX/250~, IP-20 zaciski bezgwintowe","","",null,null,null,"CZARNY METALIK",null,"0,076 kg","71 mm","71 mm","25 mm",null,null,"2024-02-19",null,"","https://www.ospel.pl/sites/all/pliki/import/image/podtynk/aria/czarny/lp-17u_m_33.jpg","27.33.11.0","8536 50 07"]
[461,"ŁP-17U/m/70         ","Łącznik podwójny zwierny ",36.21,1,"szt","PLN","23%","",4,null,null,null,null,"5907577484934",null,null,"ARIA",null,null,"",null,4,null,"https://www.ospel.pl/sites/all/pliki/import/image/podtynk/aria/szary_mat/lp-17u_m_70.jpg","",null,"10AX/250~, IP-20 zaciski bezgwintowe","","",null,null,null,"SZARY MAT",null,"0,076 kg","71 mm","71 mm","25 mm",null,null,"2024-02-19",null,"","https://www.ospel.pl/sites/all/pliki/import/image/podtynk/aria/szary_mat/lp-17u_m_70.jpg","27.33.11.0","8536 50 07"]
[462,"ŁP-19U/m/00         ","Łącznik podwójny krzyżowy ",50.42,1,"szt","PLN","23%","",10,null,null,null,null,"5906729017327",null,null,"ARIA",null,null,"",null,10,null,"https://www.ospel.pl/sites/all/pliki/import/image/podtynk/aria/bialy/lp-2u_m_00.jpg","",null,"10AX250~, IP-20 zaciski gwintowe","","",null,null,null,"BIAŁY",null,"","71 mm","71 mm","25 mm",null,null,"2024-02-19",null,"","https://www.ospel.pl/sites/all/pliki/import/image/podtynk/aria/bialy/lp-2u_m_00.jpg","27.33.11.0","8536 50 07"]
[463,"ŁP-19U/m/18         ","Łącznik podwójny krzyżowy ",56.81,1,"szt","PLN","23%","",4,null,null,null,null,"5906729017334",null,null,"ARIA",null,null,"",null,4,null,"https://www.ospel.pl/sites/all/pliki/import/image/podtynk/aria/srebro/lp-2u_m_18.jpg","",null,"10AX250~, IP-20 zaciski gwintowe","","",null,null,null,"SREBRO",null,"","71 mm","71 mm","25 mm",null,null,"2024-02-19",null,"","https://www.ospel.pl/sites/all/pliki/import/image/podtynk/aria/srebro/lp-2u_m_18.jpg","27.33.11.0","8536 50 07"]
[464,"ŁP-19U/m/27         ","Łącznik podwójny krzyżowy ",50.42,1,"szt","PLN","23%","",10,null,null,null,null,"5906729017341",null,null,"ARIA",null,null,"",null,10,null,"https://www.ospel.pl/sites/all/pliki/import/image/podtynk/aria/ecru/lp-2u_m_27.jpg","",null,"10AX250~, IP-20 zaciski gwintowe","","",null,null,null,"ECRU",null,"","71 mm","71 mm","25 mm",null,null,"2024-02-19",null,"","https://www.ospel.pl/sites/all/pliki/import/image/podtynk/aria/ecru/lp-2u_m_27.jpg","27.33.11.0","8536 50 07"]
[465,"ŁP-19U/m/33         ","Łącznik podwójny krzyżowy ",56.81,1,"szt","PLN","23%","",4,null,null,null,null,"5906729017358",null,null,"ARIA",null,null,"",null,4,null,"https://www.ospel.pl/sites/all/pliki/import/image/podtynk/aria/czarny/lp-2u_m_33.jpg","",null,"10AX250~, IP-20 zaciski gwintowe","","",null,null,null,"CZARNY METALIK",null,"","71 mm","71 mm","25 mm",null,null,"2024-02-19",null,"","https://www.ospel.pl/sites/all/pliki/import/image/podtynk/aria/czarny/lp-2u_m_33.jpg","27.33.11.0","8536 50 07"]
[466,"ŁP-19U/m/70         ","Łącznik podwójny krzyżowy ",56.81,1,"szt","PLN","23%","",4,null,null,null,null,"5906729017365",null,null,"ARIA",null,null,"",null,4,null,"https://www.ospel.pl/sites/all/pliki/import/image/podtynk/aria/szary_mat/lp-2u_m_70.jpg","",null,"10AX250~, IP-20 zaciski gwintowe","","",null,null,null,"SZARY MAT",null,"","71 mm","71 mm","25 mm",null,null,"2024-02-19",null,"","https://www.ospel.pl/sites/all/pliki/import/image/podtynk/aria/szary_mat/lp-2u_m_70.jpg","27.33.11.0","8536 50 07"]
[467,"ŁP-1U/m/00          ","Łącznik jednobiegunowy ",17.07,1,"szt","PLN","23%","",10,null,null,null,null,"5907577482046",null,null,"ARIA",null,null,"",null,10,null,"https://www.ospel.pl/sites/all/pliki/import/image/podtynk/aria/bialy/lp-1u_m_00.jpg","",null,"10AX/250~, IP-20 zaciski bezgwintowe","","",null,null,null,"BIAŁY",null,"0,076 kg","71 mm","71 mm","25 mm",null,null,"2024-02-19",null,"","https://www.ospel.pl/sites/all/pliki/import/image/podtynk/aria/bialy/lp-1u_m_00.jpg","27.33.11.0","8536 50 07"]
[468,"ŁP-1U/m/18          ","Łącznik jednobiegunowy ",25.65,1,"szt","PLN","23%","",4,null,null,null,null,"5907577483029",null,null,"ARIA",null,null,"",null,4,null,"https://www.ospel.pl/sites/all/pliki/import/image/podtynk/aria/srebro/lp-1u_m_18.jpg","",null,"10AX/250~, IP-20 zaciski bezgwintowe","","",null,null,null,"SREBRO",null,"0,076 kg","71 mm","71 mm","25 mm",null,null,"2024-02-19",null,"","https://www.ospel.pl/sites/all/pliki/import/image/podtynk/aria/srebro/lp-1u_m_18.jpg","27.33.11.0","8536 50 07"]
[469,"ŁP-1U/m/27          ","Łącznik jednobiegunowy ",17.07,1,"szt","PLN","23%","",10,null,null,null,null,"5907577491758",null,null,"ARIA",null,null,"",null,10,null,"https://www.ospel.pl/sites/all/pliki/import/image/podtynk/aria/ecru/lp-1u_m_27.jpg","",null,"10AX/250~, IP-20 zaciski bezgwintowe","","",null,null,null,"ECRU",null,"0,076 kg","71 mm","71 mm","25 mm",null,null,"2024-02-19",null,"","https://www.ospel.pl/sites/all/pliki/import/image/podtynk/aria/ecru/lp-1u_m_27.jpg","27.33.11.0","8536 50 07"]
[470,"ŁP-1U/m/33          ","Łącznik jednobiegunowy ",25.65,1,"szt","PLN","23%","",4,null,null,null,null,"5907577483913",null,null,"ARIA",null,null,"",null,4,null,"https://www.ospel.pl/sites/all/pliki/import/image/podtynk/aria/czarny/lp-1u_m_33.jpg","",null,"10AX/250~, IP-20 zaciski bezgwintowe","","",null,null,null,"CZARNY METALIK",null,"0,076 kg","71 mm","71 mm","25 mm",null,null,"2024-02-19",null,"","https://www.ospel.pl/sites/all/pliki/import/image/podtynk/aria/czarny/lp-1u_m_33.jpg","27.33.11.0","8536 50 07"]
[471,"ŁP-1U/m/70          ","Łącznik jednobiegunowy ",25.65,1,"szt","PLN","23%","",4,null,null,null,null,"5907577484804",null,null,"ARIA",null,null,"",null,4,null,"https://www.ospel.pl/sites/all/pliki/import/image/podtynk/aria/szary_mat/lp-1u_m_70.jpg","",null,"10AX/250~, IP-20 zaciski bezgwintowe","","",null,null,null,"SZARY MAT",null,"0,076 kg","71 mm","71 mm","25 mm",null,null,"2024-02-19",null,"","https://www.ospel.pl/sites/all/pliki/import/image/podtynk/aria/szary_mat/lp-1u_m_70.jpg","27.33.11.0","8536 50 07"]
[472,"ŁP-21U/m/00         ","Łącznik zwierny ",18.170000000000002,1,"szt","PLN","23%","",10,null,null,null,null,"5907577482107",null,null,"ARIA",null,null,"",null,10,null,"https://www.ospel.pl/sites/all/pliki/import/image/podtynk/aria/bialy/lp-21u_m_00.jpg","",null,"10AX/250~, IP-20 zaciski bezgwintowe","","",null,null,null,"BIAŁY",null,"0,071 kg","71 mm","71 mm","25 mm",null,null,"2024-02-19",null,"","https://www.ospel.pl/sites/all/pliki/import/image/podtynk/aria/bialy/lp-21u_m_00.jpg","27.33.11.0","8536 50 07"]
[473,"ŁP-21U/m/18         ","Łącznik zwierny ",26.88,1,"szt","PLN","23%","",4,null,null,null,null,"5907577483081",null,null,"ARIA",null,null,"",null,4,null,"https://www.ospel.pl/sites/all/pliki/import/image/podtynk/aria/srebro/lp-21u_m_18.jpg","",null,"10AX/250~, IP-20 zaciski bezgwintowe","","",null,null,null,"SREBRO",null,"0,071 kg","71 mm","71 mm","25 mm",null,null,"2024-02-19",null,"","https://www.ospel.pl/sites/all/pliki/import/image/podtynk/aria/srebro/lp-21u_m_18.jpg","27.33.11.0","8536 50 07"]
[474,"ŁP-21U/m/27         ","Łącznik zwierny ",18.170000000000002,1,"szt","PLN","23%","",10,null,null,null,null,"5907577491819",null,null,"ARIA",null,null,"",null,10,null,"https://www.ospel.pl/sites/all/pliki/import/image/podtynk/aria/ecru/lp-21u_m_27.jpg","",null,"10AX/250~, IP-20 zaciski bezgwintowe","","",null,null,null,"ECRU",null,"0,071 kg","71 mm","71 mm","25 mm",null,null,"2024-02-19",null,"","https://www.ospel.pl/sites/all/pliki/import/image/podtynk/aria/ecru/lp-21u_m_27.jpg","27.33.11.0","8536 50 07"]
[475,"ŁP-21U/m/33         ","Łącznik zwierny ",26.88,1,"szt","PLN","23%","",4,null,null,null,null,"5907577483975",null,null,"ARIA",null,null,"",null,4,null,"https://www.ospel.pl/sites/all/pliki/import/image/podtynk/aria/czarny/lp-21u_m_33.jpg","",null,"10AX/250~, IP-20 zaciski bezgwintowe","","",null,null,null,"CZARNY METALIK",null,"0,071 kg","71 mm","71 mm","25 mm",null,null,"2024-02-19",null,"","https://www.ospel.pl/sites/all/pliki/import/image/podtynk/aria/czarny/lp-21u_m_33.jpg","27.33.11.0","8536 50 07"]
[476,"ŁP-21U/m/70         ","Łącznik zwierny ",26.88,1,"szt","PLN","23%","",4,null,null,null,null,"5907577484866",null,null,"ARIA",null,null,"",null,4,null,"https://www.ospel.pl/sites/all/pliki/import/image/podtynk/aria/szary_mat/lp-21u_m_70.jpg","",null,"10AX/250~, IP-20 zaciski bezgwintowe","","",null,null,null,"SZARY MAT",null,"0,071 kg","71 mm","71 mm","25 mm",null,null,"2024-02-19",null,"","https://www.ospel.pl/sites/all/pliki/import/image/podtynk/aria/szary_mat/lp-21u_m_70.jpg","27.33.11.0","8536 50 07"]
[477,"ŁP-24U/m/00         ","Łącznik potrójny zwierny ",33.380000000000003,1,"szt","PLN","23%","",10,null,null,null,null,"5906729007854",null,null,"ARIA",null,null,"",null,10,null,"https://www.ospel.pl/sites/all/pliki/import/image/podtynk/aria/bialy/lp-13u_m_00.jpg","",null,"10AX/250~, IP-20 zaciski bezgwintowe","","",null,null,null,"BIAŁY",null,"","71 mm","71 mm","25 mm",null,null,"2024-02-19",null,"","https://www.ospel.pl/sites/all/pliki/import/image/podtynk/aria/bialy/lp-13u_m_00.jpg","27.33.11.0","8536 50 07"]
[478,"ŁP-24U/m/18         ","Łącznik potrójny zwierny ",41.72,1,"szt","PLN","23%","",4,null,null,null,null,"5906729007861",null,null,"ARIA",null,null,"",null,4,null,"https://www.ospel.pl/sites/all/pliki/import/image/podtynk/aria/srebro/lp-13u_m_18.jpg","",null,"10AX/250~, IP-20 zaciski bezgwintowe","","",null,null,null,"SREBRO",null,"","71 mm","71 mm","25 mm",null,null,"2024-02-19",null,"","https://www.ospel.pl/sites/all/pliki/import/image/podtynk/aria/srebro/lp-13u_m_18.jpg","27.33.11.0","8536 50 07"]
[479,"ŁP-24U/m/27         ","Łącznik potrójny zwierny ",33.380000000000003,1,"szt","PLN","23%","",10,null,null,null,null,"5906729007878",null,null,"ARIA",null,null,"",null,10,null,"https://www.ospel.pl/sites/all/pliki/import/image/podtynk/aria/ecru/lp-13u_m_27.jpg","",null,"10AX/250~, IP-20 zaciski bezgwintowe","","",null,null,null,"ECRU",null,"","71 mm","71 mm","25 mm",null,null,"2024-02-19",null,"","https://www.ospel.pl/sites/all/pliki/import/image/podtynk/aria/ecru/lp-13u_m_27.jpg","27.33.11.0","8536 50 07"]
[480,"ŁP-24U/m/33         ","Łącznik potrójny zwierny ",41.72,1,"szt","PLN","23%","",4,null,null,null,null,"5906729007885",null,null,"ARIA",null,null,"",null,4,null,"https://www.ospel.pl/sites/all/pliki/import/image/podtynk/aria/czarny/lp-13u_m_33.jpg","",null,"10AX/250~, IP-20 zaciski bezgwintowe","","",null,null,null,"CZARNY METALIK",null,"","71 mm","71 mm","25 mm",null,null,"2024-02-19",null,"","https://www.ospel.pl/sites/all/pliki/import/image/podtynk/aria/czarny/lp-13u_m_33.jpg","27.33.11.0","8536 50 07"]
[481,"ŁP-24U/m/70         ","Łącznik potrójny zwierny ",41.72,1,"szt","PLN","23%","",4,null,null,null,null,"5906729007892",null,null,"ARIA",null,null,"",null,4,null,"https://www.ospel.pl/sites/all/pliki/import/image/podtynk/aria/szary_mat/lp-13u_m_70.jpg","",null,"10AX/250~, IP-20 zaciski bezgwintowe","","",null,null,null,"SZARY MAT",null,"","71 mm","71 mm","25 mm",null,null,"2024-02-19",null,"","https://www.ospel.pl/sites/all/pliki/import/image/podtynk/aria/szary_mat/lp-13u_m_70.jpg","27.33.11.0","8536 50 07"]
[482,"ŁP-2U/m/00          ","Łącznik dwugrupowy świecznikowy ",19.14,1,"szt","PLN","23%","",10,null,null,null,null,"5907577482053",null,null,"ARIA",null,null,"",null,10,null,"https://www.ospel.pl/sites/all/pliki/import/image/podtynk/aria/bialy/lp-2u_m_00.jpg","",null,"10AX/250~, IP-20 zaciski bezgwintowe","","",null,null,null,"BIAŁY",null,"0,084 kg","71 mm","71 mm","25 mm",null,null,"2024-02-19",null,"","https://www.ospel.pl/sites/all/pliki/import/image/podtynk/aria/bialy/lp-2u_m_00.jpg","27.33.11.0","8536 50 07"]
[483,"ŁP-2U/m/18          ","Łącznik dwugrupowy świecznikowy ",28.96,1,"szt","PLN","23%","",4,null,null,null,null,"5907577483036",null,null,"ARIA",null,null,"",null,4,null,"https://www.ospel.pl/sites/all/pliki/import/image/podtynk/aria/srebro/lp-2u_m_18.jpg","",null,"10AX/250~, IP-20 zaciski bezgwintowe","","",null,null,null,"SREBRO",null,"0,084 kg","71 mm","71 mm","25 mm",null,null,"2024-02-19",null,"","https://www.ospel.pl/sites/all/pliki/import/image/podtynk/aria/srebro/lp-2u_m_18.jpg","27.33.11.0","8536 50 07"]
[484,"ŁP-2U/m/27          ","Łącznik dwugrupowy świecznikowy ",19.14,1,"szt","PLN","23%","",10,null,null,null,null,"5907577491765",null,null,"ARIA",null,null,"",null,10,null,"https://www.ospel.pl/sites/all/pliki/import/image/podtynk/aria/ecru/lp-2u_m_27.jpg","",null,"10AX/250~, IP-20 zaciski bezgwintowe","","",null,null,null,"ECRU",null,"0,084 kg","71 mm","71 mm","25 mm",null,null,"2024-02-19",null,"","https://www.ospel.pl/sites/all/pliki/import/image/podtynk/aria/ecru/lp-2u_m_27.jpg","27.33.11.0","8536 50 07"]
[485,"ŁP-2U/m/33          ","Łącznik dwugrupowy świecznikowy ",28.96,1,"szt","PLN","23%","",4,null,null,null,null,"5907577483920",null,null,"ARIA",null,null,"",null,4,null,"https://www.ospel.pl/sites/all/pliki/import/image/podtynk/aria/czarny/lp-2u_m_33.jpg","",null,"10AX/250~, IP-20 zaciski bezgwintowe","","",null,null,null,"CZARNY METALIK",null,"0,084 kg","71 mm","71 mm","25 mm",null,null,"2024-02-19",null,"","https://www.ospel.pl/sites/all/pliki/import/image/podtynk/aria/czarny/lp-2u_m_33.jpg","27.33.11.0","8536 50 07"]
[486,"ŁP-2U/m/70          ","Łącznik dwugrupowy świecznikowy ",28.96,1,"szt","PLN","23%","",4,null,null,null,null,"5907577484811",null,null,"ARIA",null,null,"",null,4,null,"https://www.ospel.pl/sites/all/pliki/import/image/podtynk/aria/szary_mat/lp-2u_m_70.jpg","",null,"10AX/250~, IP-20 zaciski bezgwintowe","","",null,null,null,"SZARY MAT",null,"0,084 kg","71 mm","71 mm","25 mm",null,null,"2024-02-19",null,"","https://www.ospel.pl/sites/all/pliki/import/image/podtynk/aria/szary_mat/lp-2u_m_70.jpg","27.33.11.0","8536 50 07"]
[487,"ŁP-3U/m/00          ","Łącznik schodowy ",19.27,1,"szt","PLN","23%","",10,null,null,null,null,"5907577482060",null,null,"ARIA",null,null,"",null,10,null,"https://www.ospel.pl/sites/all/pliki/import/image/podtynk/aria/bialy/lp-3u_m_00.jpg","",null,"10AX/250~, IP-20 zaciski bezgwintowe","","",null,null,null,"BIAŁY",null,"0,080 kg","71 mm","71 mm","25 mm",null,null,"2024-02-19",null,"","https://www.ospel.pl/sites/all/pliki/import/image/podtynk/aria/bialy/lp-3u_m_00.jpg","27.33.11.0","8536 50 07"]
[488,"ŁP-3U/m/18          ","Łącznik schodowy ",27.11,1,"szt","PLN","23%","",4,null,null,null,null,"5907577483043",null,null,"ARIA",null,null,"",null,4,null,"https://www.ospel.pl/sites/all/pliki/import/image/podtynk/aria/srebro/lp-3u_m_18.jpg","",null,"10AX/250~, IP-20 zaciski bezgwintowe","","",null,null,null,"SREBRO",null,"0,080 kg","71 mm","71 mm","25 mm",null,null,"2024-02-19",null,"","https://www.ospel.pl/sites/all/pliki/import/image/podtynk/aria/srebro/lp-3u_m_18.jpg","27.33.11.0","8536 50 07"]
[489,"ŁP-3U/m/27          ","Łącznik schodowy ",19.27,1,"szt","PLN","23%","",10,null,null,null,null,"5907577491772",null,null,"ARIA",null,null,"",null,10,null,"https://www.ospel.pl/sites/all/pliki/import/image/podtynk/aria/ecru/lp-3u_m_27.jpg","",null,"10AX/250~, IP-20 zaciski bezgwintowe","","",null,null,null,"ECRU",null,"0,080 kg","71 mm","71 mm","25 mm",null,null,"2024-02-19",null,"","https://www.ospel.pl/sites/all/pliki/import/image/podtynk/aria/ecru/lp-3u_m_27.jpg","27.33.11.0","8536 50 07"]
[490,"ŁP-3U/m/33          ","Łącznik schodowy ",27.11,1,"szt","PLN","23%","",4,null,null,null,null,"5907577483937",null,null,"ARIA",null,null,"",null,4,null,"https://www.ospel.pl/sites/all/pliki/import/image/podtynk/aria/czarny/lp-3u_m_33.jpg","",null,"10AX/250~, IP-20 zaciski bezgwintowe","","",null,null,null,"CZARNY METALIK",null,"0,080 kg","71 mm","71 mm","25 mm",null,null,"2024-02-19",null,"","https://www.ospel.pl/sites/all/pliki/import/image/podtynk/aria/czarny/lp-3u_m_33.jpg","27.33.11.0","8536 50 07"]
[491,"ŁP-3U/m/70          ","Łącznik schodowy ",27.11,1,"szt","PLN","23%","",4,null,null,null,null,"5907577484828",null,null,"ARIA",null,null,"",null,4,null,"https://www.ospel.pl/sites/all/pliki/import/image/podtynk/aria/szary_mat/lp-3u_m_70.jpg","",null,"10AX/250~, IP-20 zaciski bezgwintowe","","",null,null,null,"SZARY MAT",null,"0,080 kg","71 mm","71 mm","25 mm",null,null,"2024-02-19",null,"","https://www.ospel.pl/sites/all/pliki/import/image/podtynk/aria/szary_mat/lp-3u_m_70.jpg","27.33.11.0","8536 50 07"]
[492,"ŁP-4U/m/00          ","Łącznik krzyżowy ",26.88,1,"szt","PLN","23%","",10,null,null,null,null,"5907577482077",null,null,"ARIA",null,null,"",null,10,null,"https://www.ospel.pl/sites/all/pliki/import/image/podtynk/aria/bialy/lp-4u_m_00.jpg","",null,"10AX/250~, IP-20 zaciski bezgwintowe","","",null,null,null,"BIAŁY",null,"0,082 kg","71 mm","71 mm","25 mm",null,null,"2024-02-19",null,"","https://www.ospel.pl/sites/all/pliki/import/image/podtynk/aria/bialy/lp-4u_m_00.jpg","27.33.11.0","8536 50 07"]
[493,"ŁP-4U/m/18          ","Łącznik krzyżowy ",31.91,1,"szt","PLN","23%","",4,null,null,null,null,"5907577483050",null,null,"ARIA",null,null,"",null,4,null,"https://www.ospel.pl/sites/all/pliki/import/image/podtynk/aria/srebro/lp-4u_m_18.jpg","",null,"10AX/250~, IP-20 zaciski bezgwintowe","","",null,null,null,"SREBRO",null,"0,082 kg","71 mm","71 mm","25 mm",null,null,"2024-02-19",null,"","https://www.ospel.pl/sites/all/pliki/import/image/podtynk/aria/srebro/lp-4u_m_18.jpg","27.33.11.0","8536 50 07"]
[494,"ŁP-4U/m/27          ","Łącznik krzyżowy ",26.88,1,"szt","PLN","23%","",10,null,null,null,null,"5907577491789",null,null,"ARIA",null,null,"",null,10,null,"https://www.ospel.pl/sites/all/pliki/import/image/podtynk/aria/ecru/lp-4u_m_27.jpg","",null,"10AX/250~, IP-20 zaciski bezgwintowe","","",null,null,null,"ECRU",null,"0,082 kg","71 mm","71 mm","25 mm",null,null,"2024-02-19",null,"","https://www.ospel.pl/sites/all/pliki/import/image/podtynk/aria/ecru/lp-4u_m_27.jpg","27.33.11.0","8536 50 07"]
[495,"ŁP-4U/m/33          ","Łącznik krzyżowy ",31.91,1,"szt","PLN","23%","",4,null,null,null,null,"5907577483944",null,null,"ARIA",null,null,"",null,4,null,"https://www.ospel.pl/sites/all/pliki/import/image/podtynk/aria/czarny/lp-4u_m_33.jpg","",null,"10AX/250~, IP-20 zaciski bezgwintowe","","",null,null,null,"CZARNY METALIK",null,"0,082 kg","71 mm","71 mm","25 mm",null,null,"2024-02-19",null,"","https://www.ospel.pl/sites/all/pliki/import/image/podtynk/aria/czarny/lp-4u_m_33.jpg","27.33.11.0","8536 50 07"]
[496,"ŁP-4U/m/70          ","Łącznik krzyżowy ",31.91,1,"szt","PLN","23%","",4,null,null,null,null,"5907577484835",null,null,"ARIA",null,null,"",null,4,null,"https://www.ospel.pl/sites/all/pliki/import/image/podtynk/aria/szary_mat/lp-4u_m_70.jpg","",null,"10AX/250~, IP-20 zaciski bezgwintowe","","",null,null,null,"SZARY MAT",null,"0,082 kg","71 mm","71 mm","25 mm",null,null,"2024-02-19",null,"","https://www.ospel.pl/sites/all/pliki/import/image/podtynk/aria/szary_mat/lp-4u_m_70.jpg","27.33.11.0","8536 50 07"]
[497,"ŁP-5U/m/00          ","Łącznik zwierny \"światło\" ",18.170000000000002,1,"szt","PLN","23%","",10,null,null,null,null,"5907577482084",null,null,"ARIA",null,null,"",null,10,null,"https://www.ospel.pl/sites/all/pliki/import/image/podtynk/aria/bialy/lp-5u_m_00.jpg","",null,"10AX/250~, IP-20 zaciski bezgwintowe","","",null,null,null,"BIAŁY",null,"0,071 kg","71 mm","71 mm","25 mm",null,null,"2024-02-19",null,"","https://www.ospel.pl/sites/all/pliki/import/image/podtynk/aria/bialy/lp-5u_m_00.jpg","27.33.11.0","8536 50 07"]
[498,"ŁP-5U/m/18          ","Łącznik zwierny \"światło\" ",26.88,1,"szt","PLN","23%","",4,null,null,null,null,"5907577483067",null,null,"ARIA",null,null,"",null,4,null,"https://www.ospel.pl/sites/all/pliki/import/image/podtynk/aria/srebro/lp-5u_m_18.jpg","",null,"10AX/250~, IP-20 zaciski bezgwintowe","","",null,null,null,"SREBRO",null,"0,071 kg","71 mm","71 mm","25 mm",null,null,"2024-02-19",null,"","https://www.ospel.pl/sites/all/pliki/import/image/podtynk/aria/srebro/lp-5u_m_18.jpg","27.33.11.0","8536 50 07"]
[499,"ŁP-5U/m/27          ","Łącznik zwierny \"światło\" ",18.170000000000002,1,"szt","PLN","23%","",10,null,null,null,null,"5907577491796",null,null,"ARIA",null,null,"",null,10,null,"https://www.ospel.pl/sites/all/pliki/import/image/podtynk/aria/ecru/lp-5u_m_27.jpg","",null,"10AX/250~, IP-20 zaciski bezgwintowe","","",null,null,null,"ECRU",null,"0,071 kg","71 mm","71 mm","25 mm",null,null,"2024-02-19",null,"","https://www.ospel.pl/sites/all/pliki/import/image/podtynk/aria/ecru/lp-5u_m_27.jpg","27.33.11.0","8536 50 07"]
[504,"ŁP-6U/m/27          ","Łącznik zwierny \"dzwonek\" ",18.170000000000002,1,"szt","PLN","23%","",10,null,null,null,null,"5907577491802",null,null,"ARIA",null,null,"",null,10,null,"https://www.ospel.pl/sites/all/pliki/import/image/podtynk/aria/ecru/lp-6u_m_27.jpg","",null,"10AX/250~, IP-20 zaciski bezgwintowe","","",null,null,null,"ECRU",null,"0,071 kg","71 mm","71 mm","25 mm",null,null,"2024-02-19",null,"","https://www.ospel.pl/sites/all/pliki/import/image/podtynk/aria/ecru/lp-6u_m_27.jpg","27.33.11.0","8536 50 07"]
[509,"ŁP-7U/m/27          ","Łącznik żaluzjowy, zwierny ",23.08,1,"szt","PLN","23%","",10,null,null,null,null,"5907577491826",null,null,"ARIA",null,null,"",null,10,null,"https://www.ospel.pl/sites/all/pliki/import/image/podtynk/aria/ecru/lp-7u_m_27.jpg","",null,"10AX/250~, IP-20 zaciski bezgwintowe","","",null,null,null,"ECRU",null,"0,075 kg","71 mm","71 mm","25 mm",null,null,"2024-02-19",null,"","https://www.ospel.pl/sites/all/pliki/import/image/podtynk/aria/ecru/lp-7u_m_27.jpg","27.33.11.0","8536 50 07"]
[517,"ŁP-8U/m/00          ","Ściemniacz przyciskowo-obrotowy przystosowany do obciążenia żarowego i halogenowego",110.08,1,"szt","PLN","23%","",5,null,null,null,null,"5907577482190",null,null,"ARIA",null,null,"",null,5,null,"https://www.ospel.pl/sites/all/pliki/import/image/podtynk/aria/bialy/lp-8u_m_00.jpg","",null,"40-400W, 230V~50Hz, zaciski gwintowe","","",null,null,null,"BIAŁY",null,"","71 mm","71 mm","32 mm",null,null,"2024-02-19",null,"","https://www.ospel.pl/sites/all/pliki/import/image/podtynk/aria/bialy/lp-8u_m_00.jpg","27.33.11.0","8536 50 05"]
[522,"ŁP-8UL2/m/00        ","Ściemniacz uniwersalny do obciążenia żarowego, halogenowego oraz LED",183.48,1,"szt","PLN","23%","",5,null,null,null,null,"5907577482206",null,null,"ARIA",null,null,"",null,5,null,"https://www.ospel.pl/sites/all/pliki/import/image/podtynk/aria/bialy/lp-8u_m_00.jpg","",null,"LED 0-100W, GLS 10-250W, 230V~50Hz","","",null,null,null,"BIAŁY",null,"","71 mm","71 mm","32 mm",null,null,"2024-02-19",null,"","https://www.ospel.pl/sites/all/pliki/import/image/podtynk/aria/bialy/lp-8u_m_00.jpg","27.33.11.0","8536 50 05"]
[530,"ŁP-9U/m/33          ","Łącznik schodowy + jednobiegunowy ",30.92,1,"szt","PLN","23%","",4,null,null,null,null,"5907577484026",null,null,"ARIA",null,null,"",null,4,null,"https://www.ospel.pl/sites/all/pliki/import/image/podtynk/aria/czarny/lp-9u_m_33.jpg","",null,"10AX/250~, IP-20 zaciski bezgwintowe","","",null,null,null,"CZARNY METALIK",null,"0,081 kg","71 mm","71 mm","25 mm",null,null,"2024-02-19",null,"","https://www.ospel.pl/sites/all/pliki/import/image/podtynk/aria/czarny/lp-9u_m_33.jpg","27.33.11.0","8536 50 07"]
[538,"PNP-2U/18           ","Puszka instalacyjna podwójna ",14.36,1,"szt","PLN","23%","",6,null,null,null,null,"5907577483838",null,null,"ARIA",null,null,"",null,6,null,"https://www.ospel.pl/sites/all/pliki/import/image/podtynk/aria/srebro/pnp-2u_18.jpg","",null,"Wysokość 32mm","","",null,null,null,"SREBRO",null,"","82 mm","153 mm","",null,null,"2024-02-19",null,"","https://www.ospel.pl/sites/all/pliki/import/image/podtynk/aria/srebro/pnp-2u_18.jpg","27.33.13.0","8536 90 01"]
[543,"PNP-3U/18           ","Puszka instalacyjna potrójna ",17.920000000000002,1,"szt","PLN","23%","",4,null,null,null,null,"5907577483845",null,null,"ARIA",null,null,"",null,4,null,"https://www.ospel.pl/sites/all/pliki/import/image/podtynk/aria/srebro/pnp-3u_18.jpg","",null,"Wysokość 32mm","","",null,null,null,"SREBRO",null,"","82 mm","224 mm","",null,null,"2024-02-19",null,"","https://www.ospel.pl/sites/all/pliki/import/image/podtynk/aria/srebro/pnp-3u_18.jpg","27.33.13.0","8536 90 01"]
[551,"PNP-4U/70           ","Puszka instalacyjna poczwórna ",20.99,1,"szt","PLN","23%","",4,null,null,null,null,"5907577485634",null,null,"ARIA",null,null,"",null,4,null,"https://www.ospel.pl/sites/all/pliki/import/image/podtynk/aria/szary_mat/pnp-4u_70.jpg","",null,"Wysokość 32mm","","",null,null,null,"SZARY MAT",null,"","82 mm","295 mm","",null,null,"2024-02-19",null,"","https://www.ospel.pl/sites/all/pliki/import/image/podtynk/aria/szary_mat/pnp-4u_70.jpg","27.33.13.0","8536 90 01"]
[556,"PNP-5U/70           ","Puszka instalacyjna pięciokrotna ",25.1,1,"szt","PLN","23%","",3,null,null,null,null,"5907577485641",null,null,"ARIA",null,null,"",null,3,null,"https://www.ospel.pl/sites/all/pliki/import/image/podtynk/aria/szary_mat/pnp-5u_70.jpg","",null,"Wysokość 32mm","","",null,null,null,"SZARY MAT",null,"","82 mm","366 mm","",null,null,"2024-02-19",null,"","https://www.ospel.pl/sites/all/pliki/import/image/podtynk/aria/szary_mat/pnp-5u_70.jpg","27.33.13.0","8536 90 01"]
[564,"R-1UGC/31/00        ","Ramka pojedyncza ",70.349000000000004,1,"szt","PLN","23%","",5,null,null,null,null,"5906729004549",null,null,"ARIA",null,null,"",null,5,null,"https://www.ospel.pl/sites/all/pliki/import/image/podtynk/aria/ramki/r-1ugc_31_00.jpg","",null,"Szkło+PC grubość 4mm","","",null,null,null,"BIAŁE SZKŁO",null,"","84 mm","84 mm","",null,null,"2024-02-19",null,"","https://www.ospel.pl/sites/all/pliki/import/image/podtynk/aria/ramki/r-1ugc_31_00.jpg","27.33.13.0","8536 90 01"]
[572,"R-2UAC/62/25        ","Ramka podwójna ",131.64430000000002,1,"szt","PLN","23%","",5,null,null,null,null,"5906729004570",null,null,"ARIA",null,null,"",null,5,null,"https://www.ospel.pl/sites/all/pliki/import/image/podtynk/aria/ramki/r-2uac_62_25.jpg","",null,"Aluminium+PC grubość 4mm","","",null,null,null,"SZCZOTKOWANE ALUMINIUM",null,"","84 mm","155 mm","",null,null,"2024-02-19",null,"","https://www.ospel.pl/sites/all/pliki/import/image/podtynk/aria/ramki/r-2uac_62_25.jpg","27.33.13.0","8536 90 01"]
[577,"R-3U/00             ","Ramka potrójna ",10.41,1,"szt","PLN","23%","",10,null,null,null,null,"5907577482787",null,null,"ARIA",null,null,"",null,10,null,"https://www.ospel.pl/sites/all/pliki/import/image/podtynk/aria/bialy/r-3u_00.jpg","",null,"Tworzywo PC","","",null,null,null,"BIAŁY",null,"0,044 kg","82 mm","224 mm","",null,null,"2024-02-19",null,"","https://www.ospel.pl/sites/all/pliki/import/image/podtynk/aria/bialy/r-3u_00.jpg","27.33.13.0","8536 90 01"]
[585,"R-3UGC/32/25        ","Ramka potrójna ",165.08,1,"szt","PLN","23%","",5,null,null,null,null,"5906729004655",null,null,"ARIA",null,null,"",null,5,null,"https://www.ospel.pl/sites/all/pliki/import/image/podtynk/aria/ramki/r-3ugc_32_25.jpg","",null,"Szkło+PC grubość 4mm","","",null,null,null,"CZARNE SZKŁO",null,"","84 mm","226 mm","",null,null,"2024-02-19",null,"","https://www.ospel.pl/sites/all/pliki/import/image/podtynk/aria/ramki/r-3ugc_32_25.jpg","27.33.13.0","8536 90 01"]
[593,"R-4UAC/64/25        ","Ramka poczwórna ",213.7868,1,"szt","PLN","23%","",5,null,null,null,null,"5906729004686",null,null,"ARIA",null,null,"",null,5,null,"https://www.ospel.pl/sites/all/pliki/import/image/podtynk/aria/ramki/r-4uac_64_25.jpg","",null,"Aluminium+PC grubość 4mm","","",null,null,null,"SZCZOTKOWANY ANTRACYT",null,"","84 mm","297 mm","",null,null,"2024-02-19",null,"","https://www.ospel.pl/sites/all/pliki/import/image/podtynk/aria/ramki/r-4uac_64_25.jpg","27.33.13.0","8536 90 01"]
[598,"R-5U/18             ","Ramka pięciokrotna ",20.97,1,"szt","PLN","23%","",10,null,null,null,null,"5907577483760",null,null,"ARIA",null,null,"",null,10,null,"https://www.ospel.pl/sites/all/pliki/import/image/podtynk/aria/srebro/r-5u_18.jpg","",null,"Tworzywo PC","","",null,null,null,"SREBRO",null,"","82 mm","366 mm","",null,null,"2024-02-19",null,"","https://www.ospel.pl/sites/all/pliki/import/image/podtynk/aria/srebro/r-5u_18.jpg","27.33.13.0","8536 90 01"]
[606,"RH-1U/70            ","Ramka pojedyncza do łączników IP-44 ",8.6199999999999992,1,"szt","PLN","23%","",10,null,null,null,null,"5907577485559",null,null,"ARIA",null,null,"",null,10,null,"https://www.ospel.pl/sites/all/pliki/import/image/podtynk/aria/szary_mat/rh-1u_70.jpg","",null,"Tworzywo PC","","",null,null,null,"SZARY MAT",null,"0,020 kg","82 mm","82 mm","",null,null,"2024-02-19",null,"","https://www.ospel.pl/sites/all/pliki/import/image/podtynk/aria/szary_mat/rh-1u_70.jpg","27.33.13.0","8536 90 01"]
[618,"RH-4U/18            ","Ramka poczwórna do łączników IP-44 ",17.62,1,"szt","PLN","23%","",10,null,null,null,null,"5907577483807",null,null,"ARIA",null,null,"",null,10,null,"https://www.ospel.pl/sites/all/pliki/import/image/podtynk/aria/srebro/rh-4u_18.jpg","",null,"Tworzywo PC","","",null,null,null,"SREBRO",null,"0,053 kg","82 mm","295 mm","",null,null,"2024-02-19",null,"","https://www.ospel.pl/sites/all/pliki/import/image/podtynk/aria/srebro/rh-4u_18.jpg","27.33.13.0","8536 90 01"]
[619,"RH-4U/27            ","Ramka poczwórna do łączników IP-44 ",15.55,1,"szt","PLN","23%","",10,null,null,null,null,"5907577492557",null,null,"ARIA",null,null,"",null,10,null,"https://www.ospel.pl/sites/all/pliki/import/image/podtynk/aria/ecru/rh-4u_27.jpg","",null,"Tworzywo PC","","",null,null,null,"ECRU",null,"0,053 kg","82 mm","295 mm","",null,null,"2024-02-19",null,"","https://www.ospel.pl/sites/all/pliki/import/image/podtynk/aria/ecru/rh-4u_27.jpg","27.33.13.0","8536 90 01"]
[627,"RO-13U/00           ","Ramka ozdobna mocująca łączników potrójnych",2.95,1,"szt","PLN","23%","",20,null,null,null,null,"5907577486624",null,null,"ARIA",null,null,"",null,20,null,"https://www.ospel.pl/sites/all/pliki/import/image/podtynk/aria/bialy/ro-13u_00.jpg","",null,"Tworzywo PC","","",null,null,null,"BIAŁY",null,"","52 mm","52 mm","",null,null,"2024-02-19",null,"","https://www.ospel.pl/sites/all/pliki/import/image/podtynk/aria/bialy/ro-13u_00.jpg","27.33.13.0","8536 90 01"]
[639,"RO-1U/68            ","Ramka ozdobna mocująca ",6.8796000000000008,1,"szt","PLN","23%","",20,null,null,null,null,"5907577492915",null,null,"ARIA",null,null,"",null,20,null,"https://www.ospel.pl/sites/all/pliki/import/image/podtynk/aria/bialy/ro-1u_68.jpg","",null,"Tworzywo PC","","",null,null,null,"ZŁOTO BŁYSK",null,"","52 mm","52 mm","",null,null,"2024-02-19",null,"","https://www.ospel.pl/sites/all/pliki/import/image/podtynk/aria/bialy/ro-1u_68.jpg","27.33.13.0","8536 90 01"]
[640,"RO-1U/70            ","Ramka ozdobna mocująca ",5.64,1,"szt","PLN","23%","",20,null,null,null,null,"5907577492731",null,null,"ARIA",null,null,"",null,20,null,"https://www.ospel.pl/sites/all/pliki/import/image/podtynk/aria/szary_mat/ro-1u_70.jpg","",null,"Tworzywo PC","","",null,null,null,"SZARY MAT",null,"","52 mm","52 mm","",null,null,"2024-02-19",null,"","https://www.ospel.pl/sites/all/pliki/import/image/podtynk/aria/szary_mat/ro-1u_70.jpg","27.33.13.0","8536 90 01"]
[652,"RO-3U/67            ","Ramka ozdobna do gniazd podwójnych monoblokowych",11.3832,1,"szt","PLN","23%","",40,null,null,null,null,"5907577492984",null,null,"ARIA",null,null,"",null,40,null,"https://www.ospel.pl/sites/all/pliki/import/image/podtynk/aria/bialy/ro-3u_67.jpg","",null,"Tworzywo PC","","",null,null,null,"SREBRO BŁYSK",null,"","52 mm","55 mm","",null,null,"2024-02-19",null,"","https://www.ospel.pl/sites/all/pliki/import/image/podtynk/aria/bialy/ro-3u_67.jpg","27.33.13.0","8536 90 01"]
[660,"RO-4U/68            ","Ramka ozdobna do gniazd podwójnych do ramek",9.6228000000000016,1,"szt","PLN","23%","",20,null,null,null,null,"5907577493011",null,null,"ARIA",null,null,"",null,20,null,"https://www.ospel.pl/sites/all/pliki/import/image/podtynk/aria/bialy/ro-4u_68.jpg","",null,"Tworzywo PC","","",null,null,null,"ZŁOTO BŁYSK",null,"","52 mm","52 mm","",null,null,"2024-02-19",null,"","https://www.ospel.pl/sites/all/pliki/import/image/podtynk/aria/bialy/ro-4u_68.jpg","27.33.13.0","8536 90 01"]
[661,"RO-4U/70            ","Ramka ozdobna do gniazd podwójnych do ramek",7.48,1,"szt","PLN","23%","",20,null,null,null,null,"5907577492823",null,null,"ARIA",null,null,"",null,20,null,"https://www.ospel.pl/sites/all/pliki/import/image/podtynk/aria/szary_mat/ro-4u_70.jpg","",null,"Tworzywo PC","","",null,null,null,"SZARY MAT",null,"","52 mm","52 mm","",null,null,"2024-02-19",null,"","https://www.ospel.pl/sites/all/pliki/import/image/podtynk/aria/szary_mat/ro-4u_70.jpg","27.33.13.0","8536 90 01"]
[673,"RTP-1U/m/70         ","Regulator temperatury z czujnikiem podpodłogowym",424.04,1,"szt","PLN","23%","",5,null,null,null,null,"5907577485672",null,null,"ARIA",null,null,"",null,5,null,"https://www.ospel.pl/sites/all/pliki/import/image/podtynk/aria/szary_mat/rtp-1u_m_70.jpg","",null,"zaciski gwintowe","","Tylko na zamówienie",null,null,null,"SZARY MAT",null,"","71 mm","71 mm","32 mm",null,null,"2024-02-19",null,"","https://www.ospel.pl/sites/all/pliki/import/image/podtynk/aria/szary_mat/rtp-1u_m_70.jpg","27.33.13.0","8536 50 05"]
[681,"Z-1U/m/27           ","Zaślepka ",8.6,1,"szt","PLN","23%","",10,null,null,null,null,"5907577492434",null,null,"ARIA",null,null,"",null,10,null,"https://www.ospel.pl/sites/all/pliki/import/image/podtynk/aria/ecru/z-1u_m_27.jpg","",null,"Montaż do puszek fi 60","","",null,null,null,"ECRU",null,"","71 mm","71 mm","22 mm",null,null,"2024-02-19",null,"","https://www.ospel.pl/sites/all/pliki/import/image/podtynk/aria/ecru/z-1u_m_27.jpg","27.12.23.0","8536 90 01"]
[682,"Z-1U/m/33           ","Zaślepka ",12.16,1,"szt","PLN","23%","",4,null,null,null,null,"5907577484576",null,null,"ARIA",null,null,"",null,4,null,"https://www.ospel.pl/sites/all/pliki/import/image/podtynk/aria/czarny/z-1u_m_33.jpg","",null,"Montaż do puszek fi 60","","",null,null,null,"CZARNY METALIK",null,"","71 mm","71 mm","22 mm",null,null,"2024-02-19",null,"","https://www.ospel.pl/sites/all/pliki/import/image/podtynk/aria/czarny/z-1u_m_33.jpg","27.12.23.0","8536 90 01"]
[694,"ZP-4UC              ","Zespół podświetlenia led czerwony do łączników potrójnych",12.16,1,"szt","PLN","23%","",10,null,null,null,null,"5907577486693",null,null,"ARIA",null,null,"",null,10,null,"https://www.ospel.pl/sites/all/pliki/import/image/podtynk/aria/bialy/zp-4uc.jpg","",null,"0,1W","","",null,null,null,"",null,"","52 mm","52 mm","",null,null,"2024-02-19",null,"","https://www.ospel.pl/sites/all/pliki/import/image/podtynk/aria/bialy/zp-4uc.jpg","27.33.13.0","8536 90 01"]
[702,"AP45-1G/m/45        ","Adapter podtynkowy systemu OSPEL 45 do serii As",14.48,1,"szt","PLN","23%","",10,null,null,null,null,"5907577494469",null,null,"AS",null,null,"",null,10,null,"https://www.ospel.pl/sites/all/pliki/import/image/podtynk/as/satyna/ap45-1g_m_45.jpg","",null,"","","",null,null,null,"SATYNA LIGHT",null,"","75 mm","75 mm","20 mm",null,null,"2024-02-19",null,"","https://www.ospel.pl/sites/all/pliki/import/image/podtynk/as/satyna/ap45-1g_m_45.jpg","27.33.13.0","8536 90 01"]
[707,"GG-1G/m/45          ","Gniazdo głośnikowe pojedyncze ",35.659999999999997,1,"szt","PLN","23%","",4,null,null,null,null,"5907577475390",null,null,"AS",null,null,"",null,4,null,"https://www.ospel.pl/sites/all/pliki/import/image/podtynk/as/satyna/gg-1g_m_45.jpg","",null,"Przyłączalność przewodów 0,75mm2","","",null,null,null,"SATYNA LIGHT",null,"0,0495 kg","71 mm","71 mm","22 mm",null,null,"2024-02-19",null,"","https://www.ospel.pl/sites/all/pliki/import/image/podtynk/as/satyna/gg-1g_m_45.jpg","26.40.52.0","8517 18 00"]
[715,"GGN-1G/m/27         ","Gniazdo głośnikowe pojedyncze ",36,1,"szt","PLN","23%","",10,null,null,null,null,"5907577477554",null,null,"AS",null,null,"",null,10,null,"https://www.ospel.pl/sites/all/pliki/import/image/podtynk/as/ecru/ggn-1g_m_27.jpg","",null,"Przyłączalność przewodów 6mm2","","",null,null,null,"ECRU",null,"0,055 kg","71 mm","71 mm","22 mm",null,null,"2024-02-19",null,"","https://www.ospel.pl/sites/all/pliki/import/image/podtynk/as/ecru/ggn-1g_m_27.jpg","26.40.52.0","8517 18 00"]
[723,"GP-1GP/m/00         ","Gniazdo pojedyncze z przesłonami torów prądowych",13.26,1,"szt","PLN","23%","",10,null,null,null,null,"5907577451288",null,null,"AS",null,null,"",null,10,null,"https://www.ospel.pl/sites/all/pliki/import/image/podtynk/as/bialy/gp-1gp_m_00.jpg","",null,"16A/250~, IP-20, zaciski gwintowe","","",null,null,null,"BIAŁY",null,"0,066 kg","71 mm","71 mm","26 mm",null,null,"2024-02-19",null,"","https://www.ospel.pl/sites/all/pliki/import/image/podtynk/as/bialy/gp-1gp_m_00.jpg","27.33.13.0","8536 69 90"]
[728,"GP-1GS/m/00         ","Gniazdo pojedyncze z uziemieniem schuko ",16.2,1,"szt","PLN","23%","",10,null,null,null,null,"5907577451349",null,null,"AS",null,null,"",null,10,null,"https://www.ospel.pl/sites/all/pliki/import/image/podtynk/as/bialy/gp-1gs_m_00.jpg","",null,"16A/250~, IP-20, zaciski gwintowe","","",null,null,null,"BIAŁY",null,"0,0725 kg","71 mm","71 mm","27 mm",null,null,"2024-02-19",null,"","https://www.ospel.pl/sites/all/pliki/import/image/podtynk/as/bialy/gp-1gs_m_00.jpg","27.33.13.0","8536 69 90"]
[736,"GP-1GSP/m/45        ","Gniazdo pojedyncze z uziemieniem schuko z przesłonami torów prądowych",27.61,1,"szt","PLN","23%","",4,null,null,null,null,"5907577475062",null,null,"AS",null,null,"",null,4,null,"https://www.ospel.pl/sites/all/pliki/import/image/podtynk/as/satyna/gp-1gsp_m_45.jpg","",null,"16A/250~, IP-20, zaciski gwintowe","","",null,null,null,"SATYNA LIGHT",null,"0,0735 kg","71 mm","71 mm","27 mm",null,null,"2024-02-19",null,"","https://www.ospel.pl/sites/all/pliki/import/image/podtynk/as/satyna/gp-1gsp_m_45.jpg","27.33.13.0","8536 69 90"]
[744,"GP-1GZDP/m/00       ","Gniazdo pojedyncze z uziemieniem DATA z przesłonami torów prądowych",17.3,1,"szt","PLN","23%","",10,null,null,null,null,"5907577451325",null,null,"AS",null,null,"",null,10,null,"https://www.ospel.pl/sites/all/pliki/import/image/podtynk/as/bialy/gp-1gzdp_m_00.jpg","",null,"16A/250~, IP-20, zaciski gwintowe","","",null,null,null,"CZERWONY",null,"0,073 kg","71 mm","71 mm","26 mm",null,null,"2024-02-19",null,"","https://www.ospel.pl/sites/all/pliki/import/image/podtynk/as/bialy/gp-1gzdp_m_00.jpg","27.33.13.0","8536 69 90"]
[749,"GP-1GZP/m/18        ","Gniazdo pojedyncze z uziemieniem z przesłonami torów prądowych",26.26,1,"szt","PLN","23%","",4,null,null,null,null,"5907577475871",null,null,"AS",null,null,"",null,4,null,"https://www.ospel.pl/sites/all/pliki/import/image/podtynk/as/srebro/gp-1gzp_m_18.jpg","",null,"16A/250~, IP-20, zaciski gwintowe","","",null,null,null,"SREBRO",null,"0,073 kg","71 mm","71 mm","26 mm",null,null,"2024-02-19",null,"","https://www.ospel.pl/sites/all/pliki/import/image/podtynk/as/srebro/gp-1gzp_m_18.jpg","27.33.13.0","8536 69 90"]
[757,"GP-1GZPUSB/m/45     ","Gniazdo pojedyncze z uziemieniem z przesłonami torów prądowych, z ładowarką USB",107.74,1,"szt","PLN","23%","",5,null,null,null,null,"5907577493431",null,null,"AS",null,null,"",null,5,null,"https://www.ospel.pl/sites/all/pliki/import/image/podtynk/as/satyna/gp-1gzpusb_m_45.jpg","",null,"16A/230~,USB 5V/2,1A, IP-20, zac.bezgw.","","",null,null,null,"SATYNA LIGHT",null,"0,104 kg","73 mm","73 mm","35 mm",null,null,"2024-02-19",null,"","https://www.ospel.pl/sites/all/pliki/import/image/podtynk/as/satyna/gp-1gzpusb_m_45.jpg","27.33.13.0","8536 69 90"]
[762,"GP-2G/45            ","Gniazdo podwójne kompletne z ramką",28.34,1,"szt","PLN","23%","",4,null,null,null,null,"5907577475116",null,null,"AS",null,null,"",null,4,null,"https://www.ospel.pl/sites/all/pliki/import/image/podtynk/as/satyna/gp-2g_45.jpg","",null,"16A/250~, IP-20, zaciski gwintowe","","",null,null,null,"SATYNA LIGHT",null,"0,083 kg","84 mm","84 mm","27 mm",null,null,"2024-02-19",null,"","https://www.ospel.pl/sites/all/pliki/import/image/podtynk/as/satyna/gp-2g_45.jpg","27.33.13.0","8536 69 90"]
[770,"GP-2GP/27           ","Gniazdo podwójne z przesłonami torów prądowych, kompletne z ramką",18.53,1,"szt","PLN","23%","",10,null,null,null,null,"5907577452322",null,null,"AS",null,null,"",null,10,null,"https://www.ospel.pl/sites/all/pliki/import/image/podtynk/as/ecru/gp-2gp_27.jpg","",null,"16A/250~, IP-20, zaciski gwintowe","","",null,null,null,"ECRU",null,"0,084 kg","84 mm","84 mm","27 mm",null,null,"2024-02-19",null,"","https://www.ospel.pl/sites/all/pliki/import/image/podtynk/as/ecru/gp-2gp_27.jpg","27.33.13.0","8536 69 90"]
[778,"GP-2GRP/m/00        ","Gniazdo podwójne z przesłonami torów prądowych, moduł bez ramki",16.32,1,"szt","PLN","23%","",10,null,null,null,null,"5907577451462",null,null,"AS",null,null,"",null,10,null,"https://www.ospel.pl/sites/all/pliki/import/image/podtynk/as/bialy/gp-2grp_m_00.jpg","",null,"16A/250~, IP-20, zaciski gwintowe","","",null,null,null,"BIAŁY",null,"0,073 kg","71 mm","71 mm","22 mm",null,null,"2024-02-19",null,"","https://www.ospel.pl/sites/all/pliki/import/image/podtynk/as/bialy/gp-2grp_m_00.jpg","27.33.13.0","8536 69 90"]
[783,"GP-2GRZ/m/00        ","Gniazdo podwójne z uziemieniem moduł bez ramki",14.72,1,"szt","PLN","23%","",10,null,null,null,null,"5907577451479",null,null,"AS",null,null,"",null,10,null,"https://www.ospel.pl/sites/all/pliki/import/image/podtynk/as/bialy/gp-2grz_m_00.jpg","",null,"16A/250~, IP-20, zaciski gwintowe","","",null,null,null,"BIAŁY",null,"0,083 kg","71 mm","71 mm","22 mm",null,null,"2024-02-19",null,"","https://www.ospel.pl/sites/all/pliki/import/image/podtynk/as/bialy/gp-2grz_m_00.jpg","27.33.13.0","8536 69 90"]
[791,"GP-2GRZP/m/33       ","Gniazdo podwójne z uziemieniem z przesłonami torów prądowych, moduł bez ramki",27.37,1,"szt","PLN","23%","",4,null,null,null,null,"5906729016801",null,null,"AS",null,null,"",null,4,null,"https://www.ospel.pl/sites/all/pliki/import/image/podtynk/as/czarny/gp-2grzp_m_33.jpg","",null,"16A/250~, IP-20, zaciski gwintowe","","",null,null,null,"CZARNY METALIK",null,"0,084 kg","71 mm","71 mm","22 mm",null,null,"2024-02-19",null,"","https://www.ospel.pl/sites/all/pliki/import/image/podtynk/as/czarny/gp-2grzp_m_33.jpg","27.33.13.0","8536 69 90"]
[796,"GP-2GS/33           ","Gniazdo podwójne z uziemieniem schuko kompletne z ramką",31.55,1,"szt","PLN","23%","",5,null,null,null,null,"5906729016818",null,null,"AS",null,null,"",null,5,null,"https://www.ospel.pl/sites/all/pliki/import/image/podtynk/as/czarny/gp-2gs_33.jpg","",null,"16A/250~, IP-20, zaciski gwintowe","","",null,null,null,"CZARNY METALIK",null,"0,094 kg","90 mm","84 mm","23 mm",null,null,"2024-02-19",null,"","https://www.ospel.pl/sites/all/pliki/import/image/podtynk/as/czarny/gp-2gs_33.jpg","27.33.13.0","8536 69 90"]
[804,"GP-2GZ/18           ","Gniazdo podwójne z uziemieniem kompletne z ramką",30.32,1,"szt","PLN","23%","",4,null,null,null,null,"5907577475963",null,null,"AS",null,null,"",null,4,null,"https://www.ospel.pl/sites/all/pliki/import/image/podtynk/as/srebro/gp-2gz_18.jpg","",null,"16A/250~, IP-20, zaciski gwintowe","","",null,null,null,"SREBRO",null,"0,0925 kg","84 mm","84 mm","27 mm",null,null,"2024-02-19",null,"","https://www.ospel.pl/sites/all/pliki/import/image/podtynk/as/srebro/gp-2gz_18.jpg","27.33.13.0","8536 69 90"]
[812,"GP-2GZP/45          ","Gniazdo podwójne z uziemieniem z przesłonami torów prądowych, kompletne z ramką",31.3,1,"szt","PLN","23%","",4,null,null,null,null,"5907577475147",null,null,"AS",null,null,"",null,4,null,"https://www.ospel.pl/sites/all/pliki/import/image/podtynk/as/satyna/gp-2gzp_45.jpg","",null,"16A/250~, IP-20, zaciski gwintowe","","",null,null,null,"SATYNA LIGHT",null,"0,0935 kg","84 mm","84 mm","27 mm",null,null,"2024-02-19",null,"","https://www.ospel.pl/sites/all/pliki/import/image/podtynk/as/satyna/gp-2gzp_45.jpg","27.33.13.0","8536 69 90"]
[817,"GP-3G/m/45          ","Gniazdo potrójne EURO ",23.81,1,"szt","PLN","23%","",4,null,null,null,null,"5907577475215",null,null,"AS",null,null,"",null,4,null,"https://www.ospel.pl/sites/all/pliki/import/image/podtynk/as/satyna/gp-3g_m_45.jpg","",null,"2,5A/250~ IP-20, zaciski gwintowe","","",null,null,null,"SATYNA LIGHT",null,"0,073 kg","71 mm","71 mm","27 mm",null,null,"2024-02-19",null,"","https://www.ospel.pl/sites/all/pliki/import/image/podtynk/as/satyna/gp-3g_m_45.jpg","27.33.13.0","8536 69 90"]
[825,"GPA-10GPZ/m/27      ","Gniazdo RTV zakończeniowe 10-dB ",52.55,1,"szt","PLN","23%","",10,null,null,null,null,"5907577452834",null,null,"AS",null,null,"",null,10,null,"https://www.ospel.pl/sites/all/pliki/import/image/podtynk/as/ecru/gpa-10gp_m_27.jpg","",null,"Współczynnik tłumienia 10dB","","",null,null,null,"ECRU",null,"0,103 kg","71 mm","71 mm","24 mm",null,null,"2024-02-19",null,"","https://www.ospel.pl/sites/all/pliki/import/image/podtynk/as/ecru/gpa-10gp_m_27.jpg","26.40.52.0","8517 18 00"]
[833,"GPA-16GP/m/00       ","Gniazdo RTV przelotowe 16-dB ",52.55,1,"szt","PLN","23%","",10,null,null,null,null,"5907577451554",null,null,"AS",null,null,"",null,10,null,"https://www.ospel.pl/sites/all/pliki/import/image/podtynk/as/bialy/gpa-10gp_m_00.jpg","",null,"Współczynnik tłumienia 16dB","","",null,null,null,"BIAŁY",null,"0,103 kg","71 mm","71 mm","24 mm",null,null,"2024-02-19",null,"","https://www.ospel.pl/sites/all/pliki/import/image/podtynk/as/bialy/gpa-10gp_m_00.jpg","26.40.52.0","8517 18 00"]
[838,"GPA-1GF/m/00        ","Gniazdo antenowe typu F pojedyncze ",20.14,1,"szt","PLN","23%","",10,null,null,null,null,"5907577458751",null,null,"AS",null,null,"",null,10,null,"https://www.ospel.pl/sites/all/pliki/import/image/podtynk/as/bialy/gpa-1gf_m_00.jpg","",null,"","","",null,null,null,"BIAŁY",null,"0,06 kg","71 mm","71 mm","24 mm",null,null,"2024-02-19",null,"","https://www.ospel.pl/sites/all/pliki/import/image/podtynk/as/bialy/gpa-1gf_m_00.jpg","26.40.52.0","8517 18 00"]
[846,"GPA-2GF/m/33        ","Gniazdo antenowe typu F podwójne ",33.229999999999997,1,"szt","PLN","23%","",4,null,null,null,null,"5907577493318",null,null,"AS",null,null,"",null,4,null,"https://www.ospel.pl/sites/all/pliki/import/image/podtynk/as/czarny/gpa-2gf_m_33.jpg","",null,"","","",null,null,null,"CZARNY METALIK",null,"0,071 kg","71 mm","71 mm","24 mm",null,null,"2024-02-19",null,"","https://www.ospel.pl/sites/all/pliki/import/image/podtynk/as/czarny/gpa-2gf_m_33.jpg","26.40.52.0","8517 18 00"]
[851,"GPA-G2S/m/33        ","Gniazdo RTV-SAT z dwoma wyjściami SAT ",97.93,1,"szt","PLN","23%","",4,null,null,null,null,"5906729016917",null,null,"AS",null,null,"",null,4,null,"https://www.ospel.pl/sites/all/pliki/import/image/podtynk/as/czarny/gpa-g2s_m_33.jpg","",null,"Współczynnik tłumienia 1,5dB","","",null,null,null,"CZARNY METALIK",null,"0,108 kg","71 mm","71 mm","24 mm",null,null,"2024-02-19",null,"","https://www.ospel.pl/sites/all/pliki/import/image/podtynk/as/czarny/gpa-g2s_m_33.jpg","26.40.52.0","8517 18 00"]
[859,"GPA-GK/m/18         ","Gniazdo RTV końcowe ",54.3,1,"szt","PLN","23%","",4,null,null,null,null,"5907577476106",null,null,"AS",null,null,"",null,4,null,"https://www.ospel.pl/sites/all/pliki/import/image/podtynk/as/srebro/gpa-gk_m_18.jpg","",null,"Współczynnik tłumienia 2,5-3dB","","",null,null,null,"SREBRO",null,"0,1005 kg","71 mm","71 mm","24 mm",null,null,"2024-02-19",null,"","https://www.ospel.pl/sites/all/pliki/import/image/podtynk/as/srebro/gpa-gk_m_18.jpg","26.40.52.0","8517 18 00"]
[867,"GPA-GS/m/45         ","Gniazdo RTV-SAT końcowe ",75.37,1,"szt","PLN","23%","",4,null,null,null,null,"5907577475284",null,null,"AS",null,null,"",null,4,null,"https://www.ospel.pl/sites/all/pliki/import/image/podtynk/as/satyna/gpa-gs_m_45.jpg","",null,"Współczynnik tłumienia 1,5-2dB","","",null,null,null,"SATYNA LIGHT",null,"0,1035 kg","71 mm","71 mm","24 mm",null,null,"2024-02-19",null,"","https://www.ospel.pl/sites/all/pliki/import/image/podtynk/as/satyna/gpa-gs_m_45.jpg","26.40.52.0","8517 18 00"]
[872,"GPA-GSP/m/45        ","Gniazdo RTV-SAT przelotowe ",96.32,1,"szt","PLN","23%","",4,null,null,null,null,"5907577475291",null,null,"AS",null,null,"",null,4,null,"https://www.ospel.pl/sites/all/pliki/import/image/podtynk/as/satyna/gpa-gs_m_45.jpg","",null,"Współczynnik tłumienia 1,2dB","","",null,null,null,"SATYNA LIGHT",null,"0,1045 kg","71 mm","71 mm","24 mm",null,null,"2024-02-19",null,"","https://www.ospel.pl/sites/all/pliki/import/image/podtynk/as/satyna/gpa-gs_m_45.jpg","26.40.52.0","8517 18 00"]
[880,"GPE-2G/m/27         ","Gniazdo ekwipotencjalne podwójne ",112.06,1,"szt","PLN","23%","",10,null,null,null,null,"5907577460969",null,null,"AS",null,null,"",null,10,null,"https://www.ospel.pl/sites/all/pliki/import/image/podtynk/as/ecru/gpe-2g_m_27.jpg","",null,"","","",null,null,null,"ECRU",null,"","71 mm","71 mm","20 mm",null,null,"2024-02-19",null,"","https://www.ospel.pl/sites/all/pliki/import/image/podtynk/as/ecru/gpe-2g_m_27.jpg","","8536 90 10"]
[885,"GPH-1GS/m/18/d      ","Gniazdo bryzgoszczelne z uziemieniem schuko IP-44 wieczko przezroczyste",31.41,1,"szt","PLN","23%","",4,null,null,null,null,"5907577475925",null,null,"AS",null,null,"",null,4,null,"https://www.ospel.pl/sites/all/pliki/import/image/podtynk/as/srebro/gph-1gs_m_18_d.jpg","",null,"16A/250~, IP-44, zaciski gwintowe","","",null,null,null,"SREBRO",null,"0,85 kg","71 mm","71 mm","25 mm",null,null,"2024-02-19",null,"","https://www.ospel.pl/sites/all/pliki/import/image/podtynk/as/srebro/gph-1gs_m_18_d.jpg","27.33.13.0","8536 69 90"]
[893,"GPH-1GSP/m/45/d     ","Gniazdo bryzgoszczelne z uziemieniem schuko IP-44 z przesłonami torów prądowych wieczko przezroczyste",31.79,1,"szt","PLN","23%","",4,null,null,null,null,"5907577475109",null,null,"AS",null,null,"",null,4,null,"https://www.ospel.pl/sites/all/pliki/import/image/podtynk/as/satyna/gph-1gsp_m_45_d.jpg","",null,"16A/250~, IP-44, zaciski gwintowe","","",null,null,null,"SATYNA LIGHT",null,"0,85 kg","71 mm","71 mm","25 mm",null,null,"2024-02-19",null,"","https://www.ospel.pl/sites/all/pliki/import/image/podtynk/as/satyna/gph-1gsp_m_45_d.jpg","27.33.13.0","8536 69 90"]
[901,"GPH-1GZD/m/00/d     ","Gniazdo bryzgoszczelne z uziemieniem DATA IP-44 wieczko przezroczyste",23.81,1,"szt","PLN","23%","",10,null,null,null,null,"5906729002163",null,null,"AS",null,null,"",null,10,null,"https://www.ospel.pl/sites/all/pliki/import/image/podtynk/as/bialy/gph-1gzd_m_00_d.jpg","",null,"16A/250~, IP-44, zaciski gwintowe","","",null,null,null,"CZERWONY",null,"0,85 kg","71 mm","71 mm","25 mm",null,null,"2024-02-19",null,"","https://www.ospel.pl/sites/all/pliki/import/image/podtynk/as/bialy/gph-1gzd_m_00_d.jpg","27.33.13.0","8536 69 90"]
[906,"GPH-1GZK/m/00/w     ","Gniazdo bryzgoszczelne z uziemieniem DATA z kluczem uprawniającym IP-44 wieczko w kolorze wyrobu",27.13,1,"szt","PLN","23%","",10,null,null,null,null,"5906729002217",null,null,"AS",null,null,"",null,10,null,"https://www.ospel.pl/sites/all/pliki/import/image/podtynk/as/bialy/gph-1gzk_m_00_w.jpg","",null,"16A/250~, IP-44, zaciski gwintowe","","",null,null,null,"CZERWONY",null,"0,85 kg","71 mm","71 mm","25 mm",null,null,"2024-02-19",null,"","https://www.ospel.pl/sites/all/pliki/import/image/podtynk/as/bialy/gph-1gzk_m_00_w.jpg","27.33.13.0","8536 69 90"]
[914,"GPH-1GZP/m/33/d     ","Gniazdo bryzgoszczelne z uziemieniem IP-44 z przesłonami torów prądowych wieczko dymne",30.92,1,"szt","PLN","23%","",4,null,null,null,null,"5906729016719",null,null,"AS",null,null,"",null,4,null,"https://www.ospel.pl/sites/all/pliki/import/image/podtynk/as/czarny/gph-1gzp_m_33_d.jpg","",null,"16A/250~, IP-44, zaciski gwintowe","","",null,null,null,"CZARNY METALIK",null,"0,85 kg","71 mm","71 mm","25 mm",null,null,"2024-02-19",null,"","https://www.ospel.pl/sites/all/pliki/import/image/podtynk/as/czarny/gph-1gzp_m_33_d.jpg","27.33.13.0","8536 69 90"]
[922,"GPK-1G/p/18         ","Obudowa gniazda pojedynczego typu Keystone prosta",15.11,1,"szt","PLN","23%","",4,null,null,null,null,"5907577477127",null,null,"AS",null,null,"",null,4,null,"https://www.ospel.pl/sites/all/pliki/import/image/podtynk/as/srebro/gpk-1g_p_18.jpg","",null,"","","",null,null,null,"SREBRO",null,"0,0525 kg","71 mm","71 mm","22 mm",null,null,"2024-02-19",null,"","https://www.ospel.pl/sites/all/pliki/import/image/podtynk/as/srebro/gpk-1g_p_18.jpg","26.30.30.0","8517 18 00"]
[927,"GPK-1GS/p/00        ","Obudowa gniazda pojedynczego typu Keystone skośna",10.44,1,"szt","PLN","23%","",10,null,null,null,null,"5907577455514",null,null,"AS",null,null,"",null,10,null,"https://www.ospel.pl/sites/all/pliki/import/image/podtynk/as/bialy/gpk-1gs_p_00.jpg","",null,"","","",null,null,null,"BIAŁY",null,"0,052 kg","71 mm","71 mm","21 mm",null,null,"2024-02-19",null,"","https://www.ospel.pl/sites/all/pliki/import/image/podtynk/as/bialy/gpk-1gs_p_00.jpg","26.30.30.0","8517 18 00"]
[935,"GPK-2G/K/m/33       ","Gniazdo komputerowe podwójne, kat. 5e MMC",88.44,1,"szt","PLN","23%","",4,null,null,null,null,"5907577497828",null,null,"AS",null,null,"",null,4,null,"https://www.ospel.pl/sites/all/pliki/import/image/podtynk/as/czarny/gpk-2g_k_m_33.jpg","",null,"Złącze IDC","","",null,null,null,"CZARNY METALIK",null,"0,0655 kg","71 mm","71 mm","22 mm",null,null,"2024-02-19",null,"","https://www.ospel.pl/sites/all/pliki/import/image/podtynk/as/czarny/gpk-2g_k_m_33.jpg","26.30.30.0","8517 18 00"]
[947,"GPK-2GS/p/45        ","Obudowa gniazda podwójnego typu Keystone skośna",15.45,1,"szt","PLN","23%","",4,null,null,null,null,"5907577477196",null,null,"AS",null,null,"",null,4,null,"https://www.ospel.pl/sites/all/pliki/import/image/podtynk/as/satyna/gpk-2gs_p_45.jpg","",null,"","","",null,null,null,"SATYNA LIGHT",null,"0,055 kg","71 mm","71 mm","21 mm",null,null,"2024-02-19",null,"","https://www.ospel.pl/sites/all/pliki/import/image/podtynk/as/satyna/gpk-2gs_p_45.jpg","26.30.30.0","8517 18 00"]
[948,"GPPK-1G/m/00        ","Przyłącz kablowy ",19.86,1,"szt","PLN","23%","",10,null,null,null,null,"5907577477790",null,null,"AS",null,null,"",null,10,null,"https://www.ospel.pl/sites/all/pliki/import/image/podtynk/as/bialy/gppk-1g_m_00.jpg","",null,"5x4mm2 zaciski gwintowe","","",null,null,null,"BIAŁY",null,"","71 mm","71 mm","23 mm",null,null,"2024-02-19",null,"","https://www.ospel.pl/sites/all/pliki/import/image/podtynk/as/bialy/gppk-1g_m_00.jpg","27.33.13.0","8536 90 10"]
[956,"GPT-1G/m/33         ","Gniazdo telefoniczne pojedyncze ",39.800400000000003,1,"szt","PLN","23%","",4,null,null,null,null,"5907577493349",null,null,"AS",null,null,"",null,4,null,"https://www.ospel.pl/sites/all/pliki/import/image/podtynk/as/czarny/gpt-1g_m_33.jpg","",null,"Zaciski gwintowe","","",null,null,null,"CZARNY METALIK",null,"0,053 kg","71 mm","71 mm","22 mm",null,null,"2024-02-19",null,"","https://www.ospel.pl/sites/all/pliki/import/image/podtynk/as/czarny/gpt-1g_m_33.jpg","26.30.30.0","8517 18 00"]
[968,"ŁP-10G/m/00         ","Łącznik podwójny schodowy ",30.32,1,"szt","PLN","23%","",10,null,null,null,null,"5907577451219",null,null,"AS",null,null,"",null,10,null,"https://www.ospel.pl/sites/all/pliki/import/image/podtynk/as/bialy/lp-2g_m_00.jpg","",null,"10AX/250~, IP-20 zaciski gwintowe","","",null,null,null,"BIAŁY",null,"0,082 kg","71 mm","71 mm","25 mm",null,null,"2024-02-19",null,"https://www.ospel.pl/sites/all/pliki/import/image/schematy/lacznik_podwojny_schodowy.jpg","https://www.ospel.pl/sites/all/pliki/import/image/podtynk/as/bialy/lp-2g_m_00.jpg","27.33.11.0","8536 50 07"]
[969,"ŁP-10G/m/18         ","Łącznik podwójny schodowy ",32.520000000000003,1,"szt","PLN","23%","",4,null,null,null,null,"5907577475789",null,null,"AS",null,null,"",null,4,null,"https://www.ospel.pl/sites/all/pliki/import/image/podtynk/as/srebro/lp-2g_m_18.jpg","",null,"10AX/250~, IP-20 zaciski gwintowe","","",null,null,null,"SREBRO",null,"0,082 kg","71 mm","71 mm","25 mm",null,null,"2024-02-19",null,"https://www.ospel.pl/sites/all/pliki/import/image/schematy/lacznik_podwojny_schodowy.jpg","https://www.ospel.pl/sites/all/pliki/import/image/podtynk/as/srebro/lp-2g_m_18.jpg","27.33.11.0","8536 50 07"]
[977,"ŁP-11G/m/45         ","Łącznik dwubiegunowy ",27.61,1,"szt","PLN","23%","",4,null,null,null,null,"5907577474911",null,null,"AS",null,null,"",null,4,null,"https://www.ospel.pl/sites/all/pliki/import/image/podtynk/as/satyna/lp-11g_m_45.jpg","",null,"10AX/250~, IP-20 zaciski gwintowe","","",null,null,null,"SATYNA LIGHT",null,"0,074 kg","71 mm","71 mm","25 mm",null,null,"2024-02-19",null,"https://www.ospel.pl/sites/all/pliki/import/image/schematy/lacznik_dwubiegunowy.jpg","https://www.ospel.pl/sites/all/pliki/import/image/podtynk/as/satyna/lp-11g_m_45.jpg","27.33.11.0","8536 50 07"]
[989,"ŁP-13G/m/18         ","Łącznik potrójny ",39.64,1,"szt","PLN","23%","",4,null,null,null,null,"5907577475796",null,null,"AS",null,null,"",null,4,null,"https://www.ospel.pl/sites/all/pliki/import/image/podtynk/as/srebro/lp-13g_m_18.jpg","",null,"10AX/250~, IP-20 zaciski bezgwintowe","","",null,null,null,"SREBRO",null,"0,0765 kg","71 mm","71 mm","25 mm",null,null,"2024-02-19",null,"","https://www.ospel.pl/sites/all/pliki/import/image/podtynk/as/srebro/lp-13g_m_18.jpg","27.33.11.0","8536 50 07"]
[990,"ŁP-13G/m/27         ","Łącznik potrójny ",31.41,1,"szt","PLN","23%","",10,null,null,null,null,"5907577452124",null,null,"AS",null,null,"",null,10,null,"https://www.ospel.pl/sites/all/pliki/import/image/podtynk/as/ecru/lp-13g_m_27.jpg","",null,"10AX/250~, IP-20 zaciski bezgwintowe","","",null,null,null,"ECRU",null,"0,0765 kg","71 mm","71 mm","25 mm",null,null,"2024-02-19",null,"","https://www.ospel.pl/sites/all/pliki/import/image/podtynk/as/ecru/lp-13g_m_27.jpg","27.33.11.0","8536 50 07"]
[1002,"ŁP-15GS/m/45        ","Łącznik hotelowy z podświetleniem pomarańczowym",109.83,1,"szt","PLN","23%","",5,null,null,null,null,"5907577475413",null,null,"AS",null,null,"",null,5,null,"https://www.ospel.pl/sites/all/pliki/import/image/podtynk/as/satyna/lp-15gs_m_45.jpg","",null,"16A230~, IP-20, zaciski gwintowe","","Tylko na zamówienie",null,null,null,"SATYNA LIGHT",null,"0,101 kg","71 mm","71 mm","31 mm",null,null,"2024-02-19",null,"","https://www.ospel.pl/sites/all/pliki/import/image/podtynk/as/satyna/lp-15gs_m_45.jpg","27.33.11.0","8536 50 05"]
[1010,"ŁP-17G/m/27         ","Łącznik podwójny zwierny ",27.86,1,"szt","PLN","23%","",10,null,null,null,null,"5907577452148",null,null,"AS",null,null,"",null,10,null,"https://www.ospel.pl/sites/all/pliki/import/image/podtynk/as/ecru/lp-2g_m_27.jpg","",null,"10AX/250~, IP-20 zaciski gwintowe","","",null,null,null,"ECRU",null,"0,0745 kg","71 mm","71 mm","25 mm",null,null,"2024-02-19",null,"","https://www.ospel.pl/sites/all/pliki/import/image/podtynk/as/ecru/lp-2g_m_27.jpg","27.33.11.0","8536 50 07"]
[1011,"ŁP-17G/m/33         ","Łącznik podwójny zwierny ",33.869999999999997,1,"szt","PLN","23%","",4,null,null,null,null,"5907577497811",null,null,"AS",null,null,"",null,4,null,"https://www.ospel.pl/sites/all/pliki/import/image/podtynk/as/czarny/lp-2g_m_33.jpg","",null,"10AX/250~, IP-20 zaciski gwintowe","","",null,null,null,"CZARNY METALIK",null,"0,0745 kg","71 mm","71 mm","25 mm",null,null,"2024-02-19",null,"","https://www.ospel.pl/sites/all/pliki/import/image/podtynk/as/czarny/lp-2g_m_33.jpg","27.33.11.0","8536 50 07"]
[1023,"ŁP-1GS/m/00         ","Łącznik jednobiegunowy z podświetleniem pomarańczowym",24.18,1,"szt","PLN","23%","",10,null,null,null,null,"5907577451042",null,null,"AS",null,null,"",null,10,null,"https://www.ospel.pl/sites/all/pliki/import/image/podtynk/as/bialy/lp-1gs_m_00.jpg","",null,"10AX/250~, IP-20 zaciski gwintowe","","",null,null,null,"BIAŁY",null,"0,071 kg","71 mm","71 mm","25 mm",null,null,"2024-02-19",null,"","https://www.ospel.pl/sites/all/pliki/import/image/podtynk/as/bialy/lp-1gs_m_00.jpg","27.33.11.0","8536 50 07"]
[1031,"ŁP-21G/m/33         ","Łącznik zwierny ",26.39,1,"szt","PLN","23%","",4,null,null,null,null,"5906729015958",null,null,"AS",null,null,"",null,4,null,"https://www.ospel.pl/sites/all/pliki/import/image/podtynk/as/czarny/lp-1g_m_33.jpg","",null,"10AX/250~, IP-20 zaciski gwintowe","","",null,null,null,"CZARNY METALIK",null,"0,07 kg","71 mm","71 mm","25 mm",null,null,"2024-02-19",null,"","https://www.ospel.pl/sites/all/pliki/import/image/podtynk/as/czarny/lp-1g_m_33.jpg","27.33.11.0","8536 50 07"]
[1036,"ŁP-24G/m/33         ","Łącznik potrójny zwierny ",41.12,1,"szt","PLN","23%","",4,null,null,null,null,"5906729017112",null,null,"AS",null,null,"",null,4,null,"https://www.ospel.pl/sites/all/pliki/import/image/podtynk/as/czarny/lp-13g_m_33.jpg","",null,"10AX250~, IP-20 zaciski bezgwintowe","","",null,null,null,"CZARNY METALIK",null,"","71 mm","71 mm","25 mm",null,null,"2024-02-19",null,"","https://www.ospel.pl/sites/all/pliki/import/image/podtynk/as/czarny/lp-13g_m_33.jpg","27.33.11.0","8536 50 07"]
[1044,"ŁP-2GS/m/18         ","Łącznik dwugrupowy świecznikowy z podświetleniem niebieskim",31.79,1,"szt","PLN","23%","",4,null,null,null,null,"5907577475635",null,null,"AS",null,null,"",null,4,null,"https://www.ospel.pl/sites/all/pliki/import/image/podtynk/as/srebro/lp-2gs_m_18.jpg","",null,"10AX/250~, IP-20 zaciski gwintowe","","",null,null,null,"SREBRO",null,"0,0735 kg","71 mm","71 mm","25 mm",null,null,"2024-02-19",null,"","https://www.ospel.pl/sites/all/pliki/import/image/podtynk/as/srebro/lp-2gs_m_18.jpg","27.33.11.0","8536 50 07"]
[1052,"ŁP-3G/m/45          ","Łącznik schodowy ",26.5,1,"szt","PLN","23%","",4,null,null,null,null,"5907577474812",null,null,"AS",null,null,"",null,4,null,"https://www.ospel.pl/sites/all/pliki/import/image/podtynk/as/satyna/lp-3g_m_45.jpg","",null,"10AX/250~, IP-20 zaciski gwintowe","","",null,null,null,"SATYNA LIGHT",null,"0,0715 kg","71 mm","71 mm","25 mm",null,null,"2024-02-19",null,"","https://www.ospel.pl/sites/all/pliki/import/image/podtynk/as/satyna/lp-3g_m_45.jpg","27.33.11.0","8536 50 07"]
[1057,"ŁP-3GS/m/45         ","Łącznik schodowy z podświetleniem niebieskim",31.55,1,"szt","PLN","23%","",4,null,null,null,null,"5907577474829",null,null,"AS",null,null,"",null,4,null,"https://www.ospel.pl/sites/all/pliki/import/image/podtynk/as/satyna/lp-3gs_m_45.jpg","",null,"10AX/250~, IP-20 zaciski gwintowe","","",null,null,null,"SATYNA LIGHT",null,"0,0725 kg","71 mm","71 mm","25 mm",null,null,"2024-02-19",null,"","https://www.ospel.pl/sites/all/pliki/import/image/podtynk/as/satyna/lp-3gs_m_45.jpg","27.33.11.0","8536 50 07"]
[1065,"ŁP-4GS/m/27         ","Łącznik krzyżowy z podświetleniem pomarańczowym",29.95,1,"szt","PLN","23%","",10,null,null,null,null,"5907577452001",null,null,"AS",null,null,"",null,10,null,"https://www.ospel.pl/sites/all/pliki/import/image/podtynk/as/ecru/lp-4gs_m_27.jpg","",null,"10AX/250~, IP-20 zaciski gwintowe","","",null,null,null,"ECRU",null,"0,078 kg","71 mm","71 mm","25 mm",null,null,"2024-02-19",null,"","https://www.ospel.pl/sites/all/pliki/import/image/podtynk/as/ecru/lp-4gs_m_27.jpg","27.33.11.0","8536 50 07"]
[1073,"ŁP-5GS/m/00         ","Łącznik zwierny \"światło\" z podświetleniem pomarańczowym",23.32,1,"szt","PLN","23%","",10,null,null,null,null,"5907577451127",null,null,"AS",null,null,"",null,10,null,"https://www.ospel.pl/sites/all/pliki/import/image/podtynk/as/bialy/lp-5gs_m_00.jpg","",null,"10AX/250~, IP-20 zaciski gwintowe","","",null,null,null,"BIAŁY",null,"0,071 kg","71 mm","71 mm","25 mm",null,null,"2024-02-19",null,"","https://www.ospel.pl/sites/all/pliki/import/image/podtynk/as/bialy/lp-5gs_m_00.jpg","27.33.11.0","8536 50 07"]
[1078,"ŁP-6G/m/00          ","Łącznik zwierny \"dzwonek\" ",15.35,1,"szt","PLN","23%","",10,null,null,null,null,"5907577451134",null,null,"AS",null,null,"",null,10,null,"https://www.ospel.pl/sites/all/pliki/import/image/podtynk/as/bialy/lp-6g_m_00.jpg","",null,"10AX/250~, IP-20 zaciski gwintowe","","",null,null,null,"BIAŁY",null,"0,07 kg","71 mm","71 mm","25 mm",null,null,"2024-02-19",null,"","https://www.ospel.pl/sites/all/pliki/import/image/podtynk/as/bialy/lp-6g_m_00.jpg","27.33.11.0","8536 50 07"]
[1086,"ŁP-6GS/m/33         ","Łącznik zwierny \"dzwonek\" z podświetleniem niebieskim",31.55,1,"szt","PLN","23%","",4,null,null,null,null,"5906729016580",null,null,"AS",null,null,"",null,4,null,"https://www.ospel.pl/sites/all/pliki/import/image/podtynk/as/czarny/lp-6gs_m_33.jpg","",null,"10AX/250~, IP-20 zaciski gwintowe","","",null,null,null,"CZARNY METALIK",null,"0,071 kg","71 mm","71 mm","25 mm",null,null,"2024-02-19",null,"","https://www.ospel.pl/sites/all/pliki/import/image/podtynk/as/czarny/lp-6gs_m_33.jpg","27.33.11.0","8536 50 07"]
[1091,"ŁP-7G/m/33          ","Łącznik żaluzjowy, zwierny ",31.55,1,"szt","PLN","23%","",4,null,null,null,null,"5907577493264",null,null,"AS",null,null,"",null,4,null,"https://www.ospel.pl/sites/all/pliki/import/image/podtynk/as/czarny/lp-7g_m_33.jpg","",null,"10AX/250~, IP-20 zaciski gwintowe","","",null,null,null,"CZARNY METALIK",null,"0,075 kg","71 mm","71 mm","25 mm",null,null,"2024-02-19",null,"","https://www.ospel.pl/sites/all/pliki/import/image/podtynk/as/czarny/lp-7g_m_33.jpg","27.33.11.0","8536 50 07"]
[1099,"ŁP-7GBS/m/18        ","Łącznik żaluzjowy z podświetleniem niebieskim z blokadą mechaniczną",44.91,1,"szt","PLN","23%","",4,null,null,null,null,"5907577479114",null,null,"AS",null,null,"",null,4,null,"https://www.ospel.pl/sites/all/pliki/import/image/podtynk/as/srebro/lp-7gs_m_18.jpg","",null,"10AX/250~, IP-20 zaciski gwintowe","","",null,null,null,"SREBRO",null,"0,078 kg","71 mm","71 mm","25 mm",null,null,"2024-02-19",null,"","https://www.ospel.pl/sites/all/pliki/import/image/podtynk/as/srebro/lp-7gs_m_18.jpg","27.33.11.0","8536 50 07"]
[1107,"ŁP-7GS/m/45         ","Łącznik żaluzjowy, zwierny, z podświetleniem niebieskim",35.71,1,"szt","PLN","23%","",4,null,null,null,null,"5907577474904",null,null,"AS",null,null,"",null,4,null,"https://www.ospel.pl/sites/all/pliki/import/image/podtynk/as/satyna/lp-7gs_m_45.jpg","",null,"10AX/250~, IP-20 zaciski gwintowe","","",null,null,null,"SATYNA LIGHT",null,"0,076 kg","71 mm","71 mm","25 mm",null,null,"2024-02-19",null,"","https://www.ospel.pl/sites/all/pliki/import/image/podtynk/as/satyna/lp-7gs_m_45.jpg","27.33.11.0","8536 50 07"]
[1112,"ŁP-8G/m/45          ","Ściemniacz przyciskowo-obrotowy przystosowany do obciążenia żarowego i halogenowego",115.5,1,"szt","PLN","23%","",5,null,null,null,null,"5907577474980",null,null,"AS",null,null,"",null,5,null,"https://www.ospel.pl/sites/all/pliki/import/image/podtynk/as/satyna/lp-8g_m_45.jpg","",null,"40-400W, 230V~50Hz, zaciski gwintowe","","",null,null,null,"SATYNA LIGHT",null,"0,121 kg","71 mm","71 mm","30 mm",null,null,"2024-02-19",null,"https://www.ospel.pl/sites/all/pliki/import/image/schematy/sciemniacze.pdf","https://www.ospel.pl/sites/all/pliki/import/image/podtynk/as/satyna/lp-8g_m_45.jpg","27.33.11.0","8536 50 05"]
[1120,"ŁP-9G/m/27          ","Łącznik schodowy + jednobiegunowy ",26.5,1,"szt","PLN","23%","",10,null,null,null,null,"5907577452100",null,null,"AS",null,null,"",null,10,null,"https://www.ospel.pl/sites/all/pliki/import/image/podtynk/as/ecru/lp-2g_m_27.jpg","",null,"10AX/250~, IP-20 zaciski gwintowe","","",null,null,null,"ECRU",null,"0,0785 kg","71 mm","71 mm","25 mm",null,null,"2024-02-19",null,"","https://www.ospel.pl/sites/all/pliki/import/image/podtynk/as/ecru/lp-2g_m_27.jpg","27.33.11.0","8536 50 07"]
[1128,"PNP-2G/00           ","Puszka instalacyjna do serii As podwójna",11.91,1,"szt","PLN","23%","",6,null,null,null,null,"5907577453213",null,null,"AS",null,null,"",null,6,null,"https://www.ospel.pl/sites/all/pliki/import/image/podtynk/impresja/modul/biala/pnp-2y_00.jpg","",null,"Wysokość 32mm","","",null,null,null,"BIAŁY",null,"0,0775 kg","84 mm","155 mm","",null,null,"2024-02-19",null,"","https://www.ospel.pl/sites/all/pliki/import/image/podtynk/impresja/modul/biala/pnp-2y_00.jpg","27.33.13.0","8536 90 01"]
[1133,"PNP-3G/00           ","Puszka instalacyjna do serii As potrójna",15.35,1,"szt","PLN","23%","",4,null,null,null,null,"5907577453237",null,null,"AS",null,null,"",null,4,null,"https://www.ospel.pl/sites/all/pliki/import/image/podtynk/impresja/modul/biala/pnp-3y_00.jpg","",null,"Wysokość 32mm","","",null,null,null,"BIAŁY",null,"0,11 kg","84 mm","226 mm","",null,null,"2024-02-19",null,"","https://www.ospel.pl/sites/all/pliki/import/image/podtynk/impresja/modul/biala/pnp-3y_00.jpg","27.33.13.0","8536 90 01"]
[1141,"PNP-4G/33           ","Puszka instalacyjna do serii As poczwórna",20.99,1,"szt","PLN","23%","",4,null,null,null,null,"5906729017143",null,null,"AS",null,null,"",null,4,null,"https://www.ospel.pl/sites/all/pliki/import/image/podtynk/impresja/modul/czarna/pnp-4y_33.jpg","",null,"Wysokość 32mm","","",null,null,null,"CZARNY METALIK",null,"0,14 kg","84 mm","297 mm","",null,null,"2024-02-19",null,"","https://www.ospel.pl/sites/all/pliki/import/image/podtynk/impresja/modul/czarna/pnp-4y_33.jpg","27.33.13.0","8536 90 01"]
[1146,"PNP-5G/33           ","Puszka instalacyjna do serii As pięciokrotna",25.1,1,"szt","PLN","23%","",3,null,null,null,null,"5906729017150",null,null,"AS",null,null,"",null,3,null,"https://www.ospel.pl/sites/all/pliki/import/image/podtynk/impresja/modul/czarna/pnp-5y_33.jpg","",null,"Wysokość 32mm","","",null,null,null,"CZARNY METALIK",null,"0,166 kg","84 mm","368 mm","",null,null,"2024-02-19",null,"","https://www.ospel.pl/sites/all/pliki/import/image/podtynk/impresja/modul/czarna/pnp-5y_33.jpg","27.33.13.0","8536 90 01"]
[1154,"R-2G/18             ","Ramka podwójna ",10.14,1,"szt","PLN","23%","",10,null,null,null,null,"5907577476274",null,null,"AS",null,null,"",null,10,null,"https://www.ospel.pl/sites/all/pliki/import/image/podtynk/as/srebro/r-2g_18.jpg","",null,"Tworzywo ABS","","",null,null,null,"SREBRO",null,"0,03 kg","84 mm","155 mm","",null,null,"2024-02-19",null,"","https://www.ospel.pl/sites/all/pliki/import/image/podtynk/as/srebro/r-2g_18.jpg","27.33.13.0","8536 90 01"]
[1162,"R-3G/45             ","Ramka potrójna ",13.25,1,"szt","PLN","23%","",10,null,null,null,null,"5907577475451",null,null,"AS",null,null,"",null,10,null,"https://www.ospel.pl/sites/all/pliki/import/image/podtynk/as/satyna/r-3g_45.jpg","",null,"Tworzywo ABS","","",null,null,null,"SATYNA LIGHT",null,"0,0425 kg","84 mm","226 mm","",null,null,"2024-02-19",null,"","https://www.ospel.pl/sites/all/pliki/import/image/podtynk/as/satyna/r-3g_45.jpg","27.33.13.0","8536 90 01"]
[1167,"R-4G/45             ","Ramka poczwórna ",16.97,1,"szt","PLN","23%","",10,null,null,null,null,"5907577475468",null,null,"AS",null,null,"",null,10,null,"https://www.ospel.pl/sites/all/pliki/import/image/podtynk/as/satyna/r-4g_45.jpg","",null,"Tworzywo ABS","","",null,null,null,"SATYNA LIGHT",null,"0,055 kg","84 mm","297 mm","",null,null,"2024-02-19",null,"","https://www.ospel.pl/sites/all/pliki/import/image/podtynk/as/satyna/r-4g_45.jpg","27.33.13.0","8536 90 01"]
[1175,"RH-1G/27            ","Ramka pojedyncza do łączników IP-44 ",3.72,1,"szt","PLN","23%","",10,null,null,null,null,"5907577452896",null,null,"AS",null,null,"",null,10,null,"https://www.ospel.pl/sites/all/pliki/import/image/podtynk/as/ecru/rh-1g_27.jpg","",null,"Tworzywo ABS","","",null,null,null,"ECRU",null,"0,017 kg","84 mm","84 mm","",null,null,"2024-02-19",null,"","https://www.ospel.pl/sites/all/pliki/import/image/podtynk/as/ecru/rh-1g_27.jpg","27.33.13.0","8536 90 01"]
[1180,"RH-2G/27            ","Ramka podwójna do łączników IP-44 ",7.08,1,"szt","PLN","23%","",10,null,null,null,null,"5907577452902",null,null,"AS",null,null,"",null,10,null,"https://www.ospel.pl/sites/all/pliki/import/image/podtynk/as/ecru/rh-2g_27.jpg","",null,"Tworzywo ABS","","",null,null,null,"ECRU",null,"0,03 kg","84 mm","155 mm","",null,null,"2024-02-19",null,"","https://www.ospel.pl/sites/all/pliki/import/image/podtynk/as/ecru/rh-2g_27.jpg","27.33.13.0","8536 90 01"]
[1188,"RH-4G/00            ","Ramka poczwórna do łączników IP-44 ",15.31,1,"szt","PLN","23%","",10,null,null,null,null,"5907577452872",null,null,"AS",null,null,"",null,10,null,"https://www.ospel.pl/sites/all/pliki/import/image/podtynk/as/bialy/rh-4g_00.jpg","",null,"Tworzywo ABS","","",null,null,null,"BIAŁY",null,"0,055 kg","84 mm","297 mm","",null,null,"2024-02-19",null,"","https://www.ospel.pl/sites/all/pliki/import/image/podtynk/as/bialy/rh-4g_00.jpg","27.33.13.0","8536 90 01"]
[1196,"RH-5G/33            ","Ramka pięciokrotna do łączników IP-44 ",21.72,1,"szt","PLN","23%","",10,null,null,null,null,"5906729008127",null,null,"AS",null,null,"",null,10,null,"https://www.ospel.pl/sites/all/pliki/import/image/podtynk/as/czarny/rh-5g_33.jpg","",null,"Tworzywo ABS","","",null,null,null,"CZARNY METALIK",null,"0,0675 kg","84 mm","368 mm","",null,null,"2024-02-19",null,"","https://www.ospel.pl/sites/all/pliki/import/image/podtynk/as/czarny/rh-5g_33.jpg","27.33.13.0","8536 90 01"]
[1201,"RTP-1G/m/33         ","Regulator temperatury z czujnikiem podpodłogowym",415.59,1,"szt","PLN","23%","",5,null,null,null,null,"5906729016993",null,null,"AS",null,null,"",null,5,null,"https://www.ospel.pl/sites/all/pliki/import/image/podtynk/as/czarny/rtp-1g_m_33.jpg","",null,"zaciski gwintowe","","Tylko na zamówienie",null,null,null,"CZARNY METALIK",null,"0,1995 kg","71 mm","71 mm","31 mm",null,null,"2024-02-19",null,"","https://www.ospel.pl/sites/all/pliki/import/image/podtynk/as/czarny/rtp-1g_m_33.jpg","27.33.13.0","8536 50 05"]
[1209,"Z-1G/m/18           ","Zaślepka ",11.91,1,"szt","PLN","23%","",10,null,null,null,null,"5907577476366",null,null,"AS",null,null,"",null,10,null,"https://www.ospel.pl/sites/all/pliki/import/image/podtynk/as/srebro/z-1g_m_18.jpg","",null,"Montaż do puszek fi 60","","",null,null,null,"SREBRO",null,"0,0445 kg","71 mm","71 mm","20 mm",null,null,"2024-02-19",null,"","https://www.ospel.pl/sites/all/pliki/import/image/podtynk/as/srebro/z-1g_m_18.jpg","27.12.23.0","8536 90 01"]
[1217,"GGN-1GA/m/00        ","Gniazdo głośnikowe pojedyncze produkt zawiera nanocząsteczki srebra",36.659999999999997,1,"szt","PLN","23%","",4,null,null,null,null,"5906729007021",null,null,"AS ANTYBAKTERYJNY",null,null,"",null,4,null,"https://www.ospel.pl/sites/all/pliki/import/image/podtynk/as/bialy/ggn-1g_m_00.jpg","",null,"Przyłączalność przewodów 6mm2","","",null,null,null,"BIAŁY",null,"0,055 kg","71 mm","71 mm","22 mm",null,null,"2024-02-19",null,"","https://www.ospel.pl/sites/all/pliki/import/image/podtynk/as/bialy/ggn-1g_m_00.jpg","26.40.52.0","8517 18 00"]
[1222,"GP-1GAZ/m/00        ","Gniazdo pojedyncze z uziemieniem produkt zawiera nanocząsteczki srebra",20.776799999999998,1,"szt","PLN","23%","",4,null,null,null,null,"5906729006543",null,null,"AS ANTYBAKTERYJNY",null,null,"",null,4,null,"https://www.ospel.pl/sites/all/pliki/import/image/podtynk/as/bialy/gp-1gz_m_00.jpg","",null,"16A/250~, IP-20, zaciski gwintowe","","",null,null,null,"BIAŁY",null,"0,072 kg","71 mm","71 mm","26 mm",null,null,"2024-02-19",null,"","https://www.ospel.pl/sites/all/pliki/import/image/podtynk/as/bialy/gp-1gz_m_00.jpg","27.33.13.0","8536 69 90"]
[1230,"GP-2GAP/00          ","Gniazdo podwójne z przesłonami torów prądowych, kompletne z ramką, produkt zawiera nanocząsteczki srebra",23.944800000000001,1,"szt","PLN","23%","",4,null,null,null,null,"5906729006697",null,null,"AS ANTYBAKTERYJNY",null,null,"",null,4,null,"https://www.ospel.pl/sites/all/pliki/import/image/podtynk/as/bialy/gp-2gap_00.jpg","",null,"16A/250~, IP-20, zaciski gwintowe","","",null,null,null,"BIAŁY",null,"","","","",null,null,"2024-02-19",null,"","https://www.ospel.pl/sites/all/pliki/import/image/podtynk/as/bialy/gp-2gap_00.jpg","27.33.13.0","8536 69 90"]
[1235,"GP-2GAS/00          ","Gniazdo podwójne z uziemieniem schuko kompletne z ramką, produkt zawiera nanocząsteczki srebra",25.9864,1,"szt","PLN","23%","",5,null,null,null,null,"5906729006765",null,null,"AS ANTYBAKTERYJNY",null,null,"",null,5,null,"https://www.ospel.pl/sites/all/pliki/import/image/podtynk/as/bialy/gp-2gas_00.jpg","",null,"16A/250~, IP-20, zaciski gwintowe","","",null,null,null,"BIAŁY",null,"","","","",null,null,"2024-02-19",null,"","https://www.ospel.pl/sites/all/pliki/import/image/podtynk/as/bialy/gp-2gas_00.jpg","27.33.13.0","8536 69 90"]
[1243,"GPA-16GAP/m/00      ","Gniazdo RTV przelotowe 16-dB produkt zawiera nanocząsteczki srebra",55.730399999999996,1,"szt","PLN","23%","",4,null,null,null,null,"5906729006833",null,null,"AS ANTYBAKTERYJNY",null,null,"",null,4,null,"https://www.ospel.pl/sites/all/pliki/import/image/podtynk/as/bialy/gpa-10gp_m_00.jpg","",null,"Współczynnik tłumienia 16dB","","",null,null,null,"BIAŁY",null,"0,103 kg","71 mm","71 mm","24 mm",null,null,"2024-02-19",null,"","https://www.ospel.pl/sites/all/pliki/import/image/podtynk/as/bialy/gpa-10gp_m_00.jpg","26.40.52.0","8517 18 00"]
[1251,"GPE-1GA/m/00        ","Gniazdo ekwipotencjalne pojedyncze produkt zawiera nanocząsteczki srebra",72.635200000000012,1,"szt","PLN","23%","",4,null,null,null,null,"5906729007038",null,null,"AS ANTYBAKTERYJNY",null,null,"",null,4,null,"https://www.ospel.pl/sites/all/pliki/import/image/podtynk/as/bialy/gpe-1g_m_00.jpg","",null,"","","",null,null,null,"BIAŁY",null,"","71 mm","71 mm","20 mm",null,null,"2024-02-19",null,"","https://www.ospel.pl/sites/all/pliki/import/image/podtynk/as/bialy/gpe-1g_m_00.jpg","","8536 90 10"]
[1256,"GPH-1GAZD/m/00/w    ","Gniazdo bryzgoszczelne z uziemieniem DATA IP-44 wieczko w kolorze wyrobu, produkt zawiera nanocząsteczki srebra",25.572799999999997,1,"szt","PLN","23%","",4,null,null,null,null,"5906729008769",null,null,"AS ANTYBAKTERYJNY",null,null,"",null,4,null,"https://www.ospel.pl/sites/all/pliki/import/image/podtynk/as/bialy/gph-1gazd_m_00_w.jpg","",null,"16A/250~, IP-44, zaciski gwintowe","","",null,null,null,"BIAŁY",null,"0,85 kg","71 mm","71 mm","25 mm",null,null,"2024-02-19",null,"","https://www.ospel.pl/sites/all/pliki/import/image/podtynk/as/bialy/gph-1gazd_m_00_w.jpg","27.33.13.0","8536 69 90"]
[1264,"GPK-2GA/K/m/00      ","Gniazdo komputerowe podwójne, kat. 5 MMC, produkt zawiera nanocząsteczki srebra",77.114400000000003,1,"szt","PLN","23%","",4,null,null,null,null,"5906729006970",null,null,"AS ANTYBAKTERYJNY",null,null,"",null,4,null,"https://www.ospel.pl/sites/all/pliki/import/image/podtynk/as/bialy/gpk-2g_m_00.jpg","",null,"Złącze IDC","","",null,null,null,"BIAŁY",null,"0,0655 kg","71 mm","71 mm","22 mm",null,null,"2024-02-19",null,"","https://www.ospel.pl/sites/all/pliki/import/image/podtynk/as/bialy/gpk-2g_m_00.jpg","26.30.30.0","8517 18 00"]
[1276,"ŁP-13GA/m/00        ","Łącznik potrójny produkt zawiera nanocząsteczki srebra",32.595199999999998,1,"szt","PLN","23%","",4,null,null,null,null,"5906729006475",null,null,"AS ANTYBAKTERYJNY",null,null,"",null,4,null,"https://www.ospel.pl/sites/all/pliki/import/image/podtynk/as/bialy/lp-13g_m_00.jpg","",null,"10AX250~, IP-20 zaciski gwintowe","","",null,null,null,"BIAŁY",null,"0,0765 kg","71 mm","71 mm","25 mm",null,null,"2024-02-19",null,"","https://www.ospel.pl/sites/all/pliki/import/image/podtynk/as/bialy/lp-13g_m_00.jpg","27.33.11.0","8536 50 07"]
[1277,"ŁP-13GAS/m/00       ","Łącznik potrójny z podświetleniem niebieskim, produkt zawiera nanocząsteczki srebra",36.775199999999998,1,"szt","PLN","23%","",4,null,null,null,null,"5906729006482",null,null,"AS ANTYBAKTERYJNY",null,null,"",null,4,null,"https://www.ospel.pl/sites/all/pliki/import/image/podtynk/as/bialy/lp-13gs_m_00.jpg","",null,"10AX250~, IP-20 zaciski gwintowe","","",null,null,null,"BIAŁY",null,"0,0775 kg","71 mm","71 mm","25 mm",null,null,"2024-02-19",null,"","https://www.ospel.pl/sites/all/pliki/import/image/podtynk/as/bialy/lp-13gs_m_00.jpg","27.33.11.0","8536 50 07"]
[1285,"ŁP-2GA/m/00         ","Łącznik dwugrupowy świecznikowy produkt zawiera nanocząsteczki srebra",23.636800000000001,1,"szt","PLN","23%","",4,null,null,null,null,"5906729006277",null,null,"AS ANTYBAKTERYJNY",null,null,"",null,4,null,"https://www.ospel.pl/sites/all/pliki/import/image/podtynk/as/bialy/lp-2g_m_00.jpg","",null,"10AX250~, IP-20 zaciski gwintowe","","",null,null,null,"BIAŁY",null,"0,0725 kg","71 mm","71 mm","25 mm",null,null,"2024-02-19",null,"","https://www.ospel.pl/sites/all/pliki/import/image/podtynk/as/bialy/lp-2g_m_00.jpg","27.33.11.0","8536 50 07"]
[1297,"ŁP-7GABS/m/00       ","Łącznik żaluzjowy z podświetleniem niebieskim z blokadą mechaniczną, produkt zawiera nanocząsteczki srebra",36.986400000000003,1,"szt","PLN","23%","",4,null,null,null,null,"5906729006406",null,null,"AS ANTYBAKTERYJNY",null,null,"",null,4,null,"https://www.ospel.pl/sites/all/pliki/import/image/podtynk/as/bialy/lp-7gs_m_00.jpg","",null,"10AX250~, IP-20 zaciski gwintowe","","",null,null,null,"BIAŁY",null,"0,078 kg","71 mm","71 mm","25 mm",null,null,"2024-02-19",null,"","https://www.ospel.pl/sites/all/pliki/import/image/podtynk/as/bialy/lp-7gs_m_00.jpg","27.33.11.0","8536 50 07"]
[1298,"ŁP-7GAS/m/00        ","Łącznik żaluzjowy, zwierny z podświetleniem niebieskim, produkt zawiera nanocząsteczki srebra",29.339200000000002,1,"szt","PLN","23%","",4,null,null,null,null,"5906729006383",null,null,"AS ANTYBAKTERYJNY",null,null,"",null,4,null,"https://www.ospel.pl/sites/all/pliki/import/image/podtynk/as/bialy/lp-7gs_m_00.jpg","",null,"10AX250~, IP-20 zaciski gwintowe","","",null,null,null,"BIAŁY",null,"0,076 kg","71 mm","71 mm","25 mm",null,null,"2024-02-19",null,"","https://www.ospel.pl/sites/all/pliki/import/image/podtynk/as/bialy/lp-7gs_m_00.jpg","27.33.11.0","8536 50 07"]
[1306,"PNP-5GA/00          ","Puszka instalacyjna do serii As pięciokrotna, produkt zawiera nanocząsteczki srebra",23.328800000000001,1,"szt","PLN","23%","",3,null,null,null,null,"5906729008745",null,null,"AS ANTYBAKTERYJNY",null,null,"",null,3,null,"https://www.ospel.pl/sites/all/pliki/import/image/podtynk/as/bialy/pnp-5g_00.jpg","",null,"Wysokość 32mm","","",null,null,null,"BIAŁY",null,"0,166 kg","84 mm","368 mm","",null,null,"2024-02-19",null,"","https://www.ospel.pl/sites/all/pliki/import/image/podtynk/as/bialy/pnp-5g_00.jpg","27.33.13.0","8536 90 01"]
[1318,"RTP-1GAN/m/00       ","Regulator temperatury z czujnikiem napowietrznym, produkt zawiera nanocząsteczki srebra",198.95920000000001,1,"szt","PLN","23%","",5,null,null,null,null,"5906729007199",null,null,"AS ANTYBAKTERYJNY",null,null,"",null,5,null,"https://www.ospel.pl/sites/all/pliki/import/image/podtynk/as/bialy/rtp-1g_m_00.jpg","",null,"zaciski gwintowe","","Tylko na zamówienie",null,null,null,"BIAŁY",null,"0,1025 kg","71 mm","71 mm","31 mm",null,null,"2024-02-19",null,"","https://www.ospel.pl/sites/all/pliki/import/image/podtynk/as/bialy/rtp-1g_m_00.jpg","27.33.13.0","8536 50 05"]
[1319,"Z-1GA/m/00          ","Zaślepka produkt zawiera nanocząsteczki srebra",9.9792000000000005,1,"szt","PLN","23%","",10,null,null,null,null,"5906729007205",null,null,"AS ANTYBAKTERYJNY",null,null,"",null,10,null,"https://www.ospel.pl/sites/all/pliki/import/image/podtynk/as/bialy/z-1g_m_00.jpg","",null,"Montaż do puszek fi 60","","",null,null,null,"BIAŁY",null,"0,0445 kg","71 mm","71 mm","20 mm",null,null,"2024-02-19",null,"","https://www.ospel.pl/sites/all/pliki/import/image/podtynk/as/bialy/z-1g_m_00.jpg","27.12.23.0","8536 90 01"]
[1331,"GN-1BZP/24          ","Gniazdo pojedyncze z uziemieniem z przesłonami torów prądowych",13.89,1,"szt","PLN","23%","",10,null,null,null,null,"5907577443870",null,null,"BIS",null,null,"",null,10,null,"https://www.ospel.pl/sites/all/pliki/import/image/natynk/bis/gn-1bzp_24.jpg","",null,"","","",null,null,null,"BRĄZOWY",null,"0,058 kg","60 mm","60 mm","",null,null,"2024-02-19",null,"","https://www.ospel.pl/sites/all/pliki/import/image/natynk/bis/gn-1bzp_24.jpg","27.33.13.0","8536 69 90"]
[1339,"GN-2BS/24           ","Gniazdo podwójne z uziemieniem schuko ",23.15,1,"szt","PLN","23%","",5,null,null,null,null,"5907577443955",null,null,"BIS",null,null,"",null,5,null,"https://www.ospel.pl/sites/all/pliki/import/image/natynk/bis/gn-2bs_24.jpg","https://www.ospel.pl/sites/all/pliki/import/image/rysunki/bis/gniazda_podwojne_schucko.jpg",null,"","","",null,null,null,"BRĄZOWY",null,"0,101 kg","100 mm","60 mm","",null,null,"2024-02-19",null,"","https://www.ospel.pl/sites/all/pliki/import/image/natynk/bis/gn-2bs_24.jpg","27.33.13.0","8536 69 90"]
[1340,"GN-2BSP/00          ","Gniazdo podwójne z uziemieniem schuko z przesłonami torów prądowych",24.81,1,"szt","PLN","23%","",5,null,null,null,null,"5907577425883",null,null,"BIS",null,null,"",null,5,null,"https://www.ospel.pl/sites/all/pliki/import/image/natynk/bis/gn-2bsp_00.jpg","https://www.ospel.pl/sites/all/pliki/import/image/rysunki/bis/gniazda_podwojne_schucko.jpg",null,"","","",null,null,null,"BIAŁY",null,"0,102 kg","100 mm","60 mm","",null,null,"2024-02-19",null,"","https://www.ospel.pl/sites/all/pliki/import/image/natynk/bis/gn-2bsp_00.jpg","27.33.13.0","8536 69 90"]
[1352,"ŁN-2BS/00           ","Łącznik dwugrupowy świecznikowy z podświetleniem pomarańczowym",25.96,1,"szt","PLN","23%","",10,null,null,null,null,"5907577425708",null,null,"BIS",null,null,"",null,10,null,"https://www.ospel.pl/sites/all/pliki/import/image/natynk/bis/ln-2bs_00.jpg","https://www.ospel.pl/sites/all/pliki/import/image/rysunki/bis/lacznik_dwugrupowy.jpg",null,"","","",null,null,null,"BIAŁY",null,"0,059 kg","60 mm","60 mm","",null,null,"2024-02-19",null,"https://www.ospel.pl/sites/all/pliki/import/image/schematy/lacznik_swiecznikowy_podswietlenie.jpg","https://www.ospel.pl/sites/all/pliki/import/image/natynk/bis/ln-2bs_00.jpg","27.33.11.0","8536 50 07"]
[1360,"ŁN-4BS/00           ","Łącznik krzyżowy z podświetleniem pomarańczowym",32.28,1,"szt","PLN","23%","",10,null,null,null,null,"5907577425722",null,null,"BIS",null,null,"",null,10,null,"https://www.ospel.pl/sites/all/pliki/import/image/natynk/bis/ln-4bs_00.jpg","https://www.ospel.pl/sites/all/pliki/import/image/rysunki/bis/laczniki.jpg",null,"","","",null,null,null,"BIAŁY",null,"0,06 kg","60 mm","60 mm","",null,null,"2024-02-19",null,"https://www.ospel.pl/sites/all/pliki/import/image/schematy/lacznik_krzyzowy_wspolpraca.jpg","https://www.ospel.pl/sites/all/pliki/import/image/natynk/bis/ln-4bs_00.jpg","27.33.11.0","8536 50 07"]
[1361,"ŁN-4BS/24           ","Łącznik krzyżowy z podświetleniem pomarańczowym",32.28,1,"szt","PLN","23%","",10,null,null,null,null,"5907577443801",null,null,"BIS",null,null,"",null,10,null,"https://www.ospel.pl/sites/all/pliki/import/image/natynk/bis/ln-4bs_24.jpg","https://www.ospel.pl/sites/all/pliki/import/image/rysunki/bis/laczniki.jpg",null,"","","",null,null,null,"BRĄZOWY",null,"0,06 kg","60 mm","60 mm","",null,null,"2024-02-19",null,"https://www.ospel.pl/sites/all/pliki/import/image/schematy/lacznik_krzyzowy_wspolpraca.jpg","https://www.ospel.pl/sites/all/pliki/import/image/natynk/bis/ln-4bs_24.jpg","27.33.11.0","8536 50 07"]
[1373,"ŁN-7BS/24           ","Łącznik żaluzjowy z podświetleniem pomarańczowym",31.76,1,"szt","PLN","23%","",10,null,null,null,null,"5907577443832",null,null,"BIS",null,null,"",null,10,null,"https://www.ospel.pl/sites/all/pliki/import/image/natynk/bis/ln-7bs_24.jpg","https://www.ospel.pl/sites/all/pliki/import/image/rysunki/bis/lacznik_dwugrupowy.jpg",null,"","","",null,null,null,"BRĄZOWY",null,"0,06 kg","60 mm","60 mm","",null,null,"2024-02-19",null,"https://www.ospel.pl/sites/all/pliki/import/image/schematy/lacznik_zaluzjowy_podswietlenie.jpg","https://www.ospel.pl/sites/all/pliki/import/image/natynk/bis/ln-7bs_24.jpg","27.33.11.0","8536 50 07"]
[1381,"GNH-2DS/30/w        ","Gniazdo podwójne z uziemieniem schuko wieczko w kolorze wyrobu",42.71,1,"szt","PLN","23%","",5,null,null,null,null,"5907577410322",null,null,"DELFINA",null,null,"",null,5,null,"https://www.ospel.pl/sites/all/pliki/import/image/natynk/delfina/gnh-2ds_30.jpg","",null,"","","",null,null,null,"SZARY",null,"0,183 kg","90 mm","72 mm","",null,null,"2024-02-19",null,"","https://www.ospel.pl/sites/all/pliki/import/image/natynk/delfina/gnh-2ds_30.jpg","27.33.13.0","8536 69 90"]
[1386,"ŁNH-2D/00           ","Łącznik dwugrupowy świecznikowy ",26.73,1,"szt","PLN","23%","",8,null,null,null,null,"5907577408794",null,null,"DELFINA",null,null,"",null,8,null,"https://www.ospel.pl/sites/all/pliki/import/image/natynk/delfina/lnh-2d_00.jpg","",null,"","","",null,null,null,"BIAŁY",null,"","90 mm","72 mm","",null,null,"2024-02-19",null,"https://www.ospel.pl/sites/all/pliki/import/image/schematy/lacznik_swiecznikowy.jpg","https://www.ospel.pl/sites/all/pliki/import/image/natynk/delfina/lnh-2d_00.jpg","27.33.11.0","8536 50 07"]
[1394,"ŁNH-6D/00           ","Łącznik zwierny \"dzwonek\" ",21.59,1,"szt","PLN","23%","",8,null,null,null,null,"5907577408831",null,null,"DELFINA",null,null,"",null,8,null,"https://www.ospel.pl/sites/all/pliki/import/image/natynk/delfina/lnh-6d_00.jpg","",null,"","","",null,null,null,"BIAŁY",null,"","90 mm","72 mm","",null,null,"2024-02-19",null,"https://www.ospel.pl/sites/all/pliki/import/image/schematy/lacznik_zwierny_dzwonek.jpg","https://www.ospel.pl/sites/all/pliki/import/image/natynk/delfina/lnh-6d_00.jpg","27.33.11.0","8536 50 07"]
[1402,"GNH-1HZ/71/d        ","Gniazdo pojedyncze z uziemieniem wieczko przezroczyste",15.11,1,"szt","PLN","23%","",10,null,null,null,null,"5907577494315",null,null,"FALA",null,null,"",null,10,null,"https://www.ospel.pl/sites/all/pliki/import/image/natynk/fala/gnh-1hz_71_d.jpg","",null,"16A/250~, IP-44, zaciski gwintowe","","",null,null,null,"POPIEL",null,"0,0905 kg","70 mm","60 mm","",null,null,"2024-02-19",null,"","https://www.ospel.pl/sites/all/pliki/import/image/natynk/fala/gnh-1hz_71_d.jpg","27.33.13.0","8536 69 90"]
[1407,"GNH-2HSP/00/d       ","Gniazdo podwójne z uziemieniem schuko z przesłonami torów prądowych wieczko przezroczyste",35.22,1,"szt","PLN","23%","",5,null,null,null,null,"5907577427191",null,null,"FALA",null,null,"",null,5,null,"https://www.ospel.pl/sites/all/pliki/import/image/natynk/fala/gnh-2hsp_00_d.jpg","",null,"16A/250~, IP-44, zaciski gwintowe","","",null,null,null,"BIAŁY",null,"","70 mm","120 mm","",null,null,"2024-02-19",null,"","https://www.ospel.pl/sites/all/pliki/import/image/natynk/fala/gnh-2hsp_00_d.jpg","27.33.13.0","8536 69 90"]
[1415,"GNH-3HS/00/w        ","Gniazdo potrójne z uziemieniem schuko wieczko w kolorze wyrobu",54.48,1,"szt","PLN","23%","",3,null,null,null,null,"5907577427740",null,null,"FALA",null,null,"",null,3,null,"https://www.ospel.pl/sites/all/pliki/import/image/natynk/fala/gnh-3hz_00_w.jpg","",null,"16A/250~, IP-44, zaciski gwintowe","","",null,null,null,"BIAŁY",null,"","70 mm","180 mm","",null,null,"2024-02-19",null,"","https://www.ospel.pl/sites/all/pliki/import/image/natynk/fala/gnh-3hz_00_w.jpg","27.33.13.0","8536 69 90"]
[1420,"ŁNH-1H/00           ","Łącznik jednobiegunowy ",14.85,1,"szt","PLN","23%","",10,null,null,null,null,"5907577412005",null,null,"FALA",null,null,"",null,10,null,"https://www.ospel.pl/sites/all/pliki/import/image/natynk/fala/lnh-1h_00.jpg","https://www.ospel.pl/sites/all/pliki/import/image/rysunki/fala/laczniki.jpg",null,"10AX/250~, IP-44 zaciski gwintowe","","",null,null,null,"BIAŁY",null,"0,0775 kg","70 mm","60 mm","",null,null,"2024-02-19",null,"https://www.ospel.pl/sites/all/pliki/import/image/schematy/lacznik_jednobiegunowy.jpg","https://www.ospel.pl/sites/all/pliki/import/image/natynk/fala/lnh-1h_00.jpg","27.33.11.0","8536 50 07"]
[1428,"ŁNH-3HS/00          ","Łącznik schodowy z podświetleniem pomarańczowym",23.08,1,"szt","PLN","23%","",10,null,null,null,null,"5907577412098",null,null,"FALA",null,null,"",null,10,null,"https://www.ospel.pl/sites/all/pliki/import/image/natynk/fala/lnh-3hs_00.jpg","https://www.ospel.pl/sites/all/pliki/import/image/rysunki/fala/laczniki.jpg",null,"10AX/250~, IP-44 zaciski gwintowe","","",null,null,null,"BIAŁY",null,"0,081 kg","70 mm","60 mm","",null,null,"2024-02-19",null,"https://www.ospel.pl/sites/all/pliki/import/image/schematy/laczniki_schodowe_wspolpraca.jpg","https://www.ospel.pl/sites/all/pliki/import/image/natynk/fala/lnh-3hs_00.jpg","27.33.11.0","8536 50 07"]
[1436,"ŁNH-7H/00           ","Łącznik żaluzjowy, zwierny ",24.92,1,"szt","PLN","23%","",10,null,null,null,null,"5907577412067",null,null,"FALA",null,null,"",null,10,null,"https://www.ospel.pl/sites/all/pliki/import/image/natynk/fala/lnh-7h_00.jpg","",null,"10AX/250~, IP-44 zaciski gwintowe","","",null,null,null,"BIAŁY",null,"0,086 kg","70 mm","60 mm","",null,null,"2024-02-19",null,"","https://www.ospel.pl/sites/all/pliki/import/image/natynk/fala/lnh-7h_00.jpg","27.33.11.0","8536 50 07"]
[1441,"ZH-Ł1GS/00/d        ","Łącznik jednobiegunowy + gniazdo pojedyncze schuko wieczko przezroczyste",33.01,1,"szt","PLN","23%","",5,null,null,null,null,"5907577419868",null,null,"FALA",null,null,"",null,5,null,"https://www.ospel.pl/sites/all/pliki/import/image/natynk/fala/zh-l1g_00_w.jpg","https://www.ospel.pl/sites/all/pliki/import/image/rysunki/fala/zestaw_lacznik_gniazdo.jpg",null,"10AX/16A/250~, IP-44 zaciski gwintowe","","",null,null,null,"BIAŁY",null,"","70 mm","120 mm","",null,null,"2024-02-19",null,"","https://www.ospel.pl/sites/all/pliki/import/image/natynk/fala/zh-l1g_00_w.jpg","27.33.13.0","8536 49 00"]
[1449,"AP45-1Y/m/00        ","Adapter podtynkowy systemu OSPEL 45 do serii Impresja",11.66,1,"szt","PLN","23%","",10,null,null,null,null,"5907577494513",null,null,"IMPRESJA",null,null,"",null,10,null,"https://www.ospel.pl/sites/all/pliki/import/image/podtynk/impresja/modul/biala/ap45-1y_m_00.jpg","",null,"","","",null,null,null,"BIAŁY",null,"","75 mm","75 mm","20 mm",null,null,"2024-02-19",null,"","https://www.ospel.pl/sites/all/pliki/import/image/podtynk/impresja/modul/biala/ap45-1y_m_00.jpg","27.33.13.0","8536 90 01"]
[1457,"GG-1Y/m/18          ","Gniazdo głośnikowe pojedyncze ",39.25,1,"szt","PLN","23%","",4,null,null,null,null,"5907577439965",null,null,"IMPRESJA",null,null,"",null,4,null,"https://www.ospel.pl/sites/all/pliki/import/image/podtynk/impresja/modul/srebro/gg-1y_m_18.jpg","https://www.ospel.pl/sites/all/pliki/import/image/rysunki/impresja/gniazda_glosnikowe.jpg",null,"Przyłączalność przewodów 0,75mm2","","",null,null,null,"SREBRO",null,"0,048 kg","71 mm","71 mm","21 mm",null,null,"2024-02-19",null,"","https://www.ospel.pl/sites/all/pliki/import/image/podtynk/impresja/modul/srebro/gg-1y_m_18.jpg","26.40.52.0","8517 18 00"]
[1462,"GG-1Y/m/50          ","Gniazdo głośnikowe pojedyncze ",39.25,1,"szt","PLN","23%","",4,null,null,null,null,"5907577461904",null,null,"IMPRESJA",null,null,"",null,4,null,"https://www.ospel.pl/sites/all/pliki/import/image/podtynk/impresja/modul/antracyt/gg-1y_m_50.jpg","",null,"Przyłączalność przewodów 0,75mm2","","",null,null,null,"ANTRACYT",null,"0,048 kg","71 mm","71 mm","21 mm",null,null,"2024-02-19",null,"","https://www.ospel.pl/sites/all/pliki/import/image/podtynk/impresja/modul/antracyt/gg-1y_m_50.jpg","26.40.52.0","8517 18 00"]
[1470,"GGN-1Y/m/00         ","Gniazdo głośnikowe pojedyncze ",42.72,1,"szt","PLN","23%","",10,null,null,null,null,"5907577477578",null,null,"IMPRESJA",null,null,"",null,10,null,"https://www.ospel.pl/sites/all/pliki/import/image/podtynk/impresja/modul/biala/ggn-1y_m_00.jpg","",null,"Przyłączalność przewodów 6mm2","","",null,null,null,"BIAŁY",null,"0,055 kg","71 mm","71 mm","22 mm",null,null,"2024-02-19",null,"","https://www.ospel.pl/sites/all/pliki/import/image/podtynk/impresja/modul/biala/ggn-1y_m_00.jpg","26.40.52.0","8517 18 00"]
[1475,"GGN-1Y/m/33         ","Gniazdo głośnikowe pojedyncze ",44.34,1,"szt","PLN","23%","",4,null,null,null,null,"5906729011059",null,null,"IMPRESJA",null,null,"",null,4,null,"https://www.ospel.pl/sites/all/pliki/import/image/podtynk/impresja/modul/czarna/ggn-1y_m_33.jpg","",null,"Przyłączalność przewodów 6mm2","","",null,null,null,"CZARNY METALIK",null,"0,055 kg","71 mm","71 mm","22 mm",null,null,"2024-02-19",null,"","https://www.ospel.pl/sites/all/pliki/import/image/podtynk/impresja/modul/czarna/ggn-1y_m_33.jpg","26.40.52.0","8517 18 00"]
[1483,"GP-1Y/m/50          ","Gniazdo pojedyncze ",23.68,1,"szt","PLN","23%","",4,null,null,null,null,"5907577461706",null,null,"IMPRESJA",null,null,"",null,4,null,"https://www.ospel.pl/sites/all/pliki/import/image/podtynk/impresja/modul/antracyt/gp-1y_m_50.jpg","",null,"16A/250~, IP-20, zaciski gwintowe","","",null,null,null,"ANTRACYT",null,"0,066 kg","71 mm","71 mm","23 mm",null,null,"2024-02-19",null,"","https://www.ospel.pl/sites/all/pliki/import/image/podtynk/impresja/modul/antracyt/gp-1y_m_50.jpg","27.33.13.0","8536 69 90"]
[1491,"GP-1YS/m/00         ","Gniazdo pojedyncze z uziemieniem schuko ",20.5,1,"szt","PLN","23%","",10,null,null,null,null,"5907577436964",null,null,"IMPRESJA",null,null,"",null,10,null,"https://www.ospel.pl/sites/all/pliki/import/image/podtynk/impresja/modul/biala/gp-1ys_m_00.jpg","https://www.ospel.pl/sites/all/pliki/import/image/rysunki/impresja/gniazda_pojedyncze_schucko.jpg",null,"16A/250~, IP-20, zaciski gwintowe","","",null,null,null,"BIAŁY",null,"0,075 kg","71 mm","71 mm","25 mm",null,null,"2024-02-19",null,"","https://www.ospel.pl/sites/all/pliki/import/image/podtynk/impresja/modul/biala/gp-1ys_m_00.jpg","27.33.13.0","8536 69 90"]
[1496,"GP-1YS/m/33         ","Gniazdo pojedyncze z uziemieniem schuko ",29.45,1,"szt","PLN","23%","",4,null,null,null,null,"5906729010496",null,null,"IMPRESJA",null,null,"",null,4,null,"https://www.ospel.pl/sites/all/pliki/import/image/podtynk/impresja/modul/czarna/gp-1ys_m_33.jpg","",null,"16A/250~, IP-20, zaciski gwintowe","","",null,null,null,"CZARNY METALIK",null,"0,075 kg","71 mm","71 mm","25 mm",null,null,"2024-02-19",null,"","https://www.ospel.pl/sites/all/pliki/import/image/podtynk/impresja/modul/czarna/gp-1ys_m_33.jpg","27.33.13.0","8536 69 90"]
[1504,"GP-1YSP/m/50        ","Gniazdo pojedyncze z uziemieniem schuko z przesłonami torów prądowych",30.07,1,"szt","PLN","23%","",4,null,null,null,null,"5907577471408",null,null,"IMPRESJA",null,null,"",null,4,null,"https://www.ospel.pl/sites/all/pliki/import/image/podtynk/impresja/modul/antracyt/gp-1ysp_m_50.jpg","",null,"16A/250~, IP-20, zaciski gwintowe","","",null,null,null,"ANTRACYT",null,"0,076 kg","71 mm","71 mm","25 mm",null,null,"2024-02-19",null,"","https://www.ospel.pl/sites/all/pliki/import/image/podtynk/impresja/modul/antracyt/gp-1ysp_m_50.jpg","27.33.13.0","8536 69 90"]
[1509,"GP-1YZ/m/28         ","Gniazdo pojedyncze z uziemieniem ",27.11,1,"szt","PLN","23%","",4,null,null,null,null,"5907577440305",null,null,"IMPRESJA",null,null,"",null,4,null,"https://www.ospel.pl/sites/all/pliki/import/image/podtynk/impresja/modul/zloto/gp-1yz_m_28.jpg","https://www.ospel.pl/sites/all/pliki/import/image/rysunki/impresja/gniazda_pojedyncze_ip20.jpg",null,"16A/250~, IP-20, zaciski gwintowe","","",null,null,null,"ZŁOTY METALIK",null,"0,073 kg","71 mm","71 mm","23 mm",null,null,"2024-02-19",null,"","https://www.ospel.pl/sites/all/pliki/import/image/podtynk/impresja/modul/zloto/gp-1yz_m_28.jpg","27.33.13.0","8536 69 90"]
[1517,"GP-1YZP/m/23        ","Gniazdo pojedyncze z uziemieniem z przesłonami torów prądowych",28.47,1,"szt","PLN","23%","",4,null,null,null,null,"5907577438951",null,null,"IMPRESJA",null,null,"",null,4,null,"https://www.ospel.pl/sites/all/pliki/import/image/podtynk/impresja/modul/tytan/gp-1yzp_m_23.jpg","https://www.ospel.pl/sites/all/pliki/import/image/rysunki/impresja/gniazda_pojedyncze_ip20.jpg",null,"16A/250~, IP-20, zaciski gwintowe","","",null,null,null,"TYTAN",null,"0,074 kg","71 mm","71 mm","23 mm",null,null,"2024-02-19",null,"","https://www.ospel.pl/sites/all/pliki/import/image/podtynk/impresja/modul/tytan/gp-1yzp_m_23.jpg","27.33.13.0","8536 69 90"]
[1525,"GP-1YZPUSB/m/27     ","Gniazdo pojedyncze z uziemieniem z przesłonami torów prądowych, z ładowarką USB",108.36,1,"szt","PLN","23%","",5,null,null,null,null,"5907577494667",null,null,"IMPRESJA",null,null,"",null,5,null,"https://www.ospel.pl/sites/all/pliki/import/image/podtynk/impresja/modul/ecru/gp-1yzpusb_m_27.jpg","",null,"16A/230~,USB 5V/2,1A, IP-20, zac.bezgw.","","",null,null,null,"ECRU",null,"0,104 kg","73 mm","73 mm","34 mm",null,null,"2024-02-19",null,"","https://www.ospel.pl/sites/all/pliki/import/image/podtynk/impresja/modul/ecru/gp-1yzpusb_m_27.jpg","27.33.13.0","8536 69 90"]
[1530,"GP-2Y/18            ","Gniazdo podwójne kompletne z ramką",30.68,1,"szt","PLN","23%","",4,null,null,null,null,"5907577439774",null,null,"IMPRESJA",null,null,"",null,4,null,"https://www.ospel.pl/sites/all/pliki/import/image/podtynk/impresja/modul/srebro/gp-2y_18.jpg","",null,"16A/250~, IP-20, zaciski gwintowe","","",null,null,null,"SREBRO",null,"0,0815 kg","84 mm","84 mm","27 mm",null,null,"2024-02-19",null,"","https://www.ospel.pl/sites/all/pliki/import/image/podtynk/impresja/modul/srebro/gp-2y_18.jpg","27.33.13.0","8536 69 90"]
[1538,"GP-2YC/23           ","Gniazdo podwójne z uziemieniem z funkcją niezamienności faz, kompletne z ramką",32.4,1,"szt","PLN","23%","",5,null,null,null,null,"5907577442101",null,null,"IMPRESJA",null,null,"",null,5,null,"https://www.ospel.pl/sites/all/pliki/import/image/podtynk/impresja/modul/tytan/gp-2yc_23.jpg","https://www.ospel.pl/sites/all/pliki/import/image/rysunki/impresja/gniazda_podwojne_nf.jpg",null,"16A/250~, IP-20, zaciski gwintowe","","",null,null,null,"TYTAN",null,"0,091 kg","90 mm","84 mm","22 mm",null,null,"2024-02-19",null,"","https://www.ospel.pl/sites/all/pliki/import/image/podtynk/impresja/modul/tytan/gp-2yc_23.jpg","27.33.13.0","8536 69 90"]
[1546,"GP-2YP/27           ","Gniazdo podwójne z przesłonami torów prądowych, kompletne z ramką",23.81,1,"szt","PLN","23%","",10,null,null,null,null,"5907577438371",null,null,"IMPRESJA",null,null,"",null,10,null,"https://www.ospel.pl/sites/all/pliki/import/image/podtynk/impresja/modul/ecru/gp-2yp_27.jpg","",null,"16A/250~, IP-20, zaciski gwintowe","","",null,null,null,"ECRU",null,"0,083 kg","84 mm","84 mm","27 mm",null,null,"2024-02-19",null,"","https://www.ospel.pl/sites/all/pliki/import/image/podtynk/impresja/modul/ecru/gp-2yp_27.jpg","27.33.13.0","8536 69 90"]
[1551,"GP-2YR/m/18         ","Gniazdo podwójne moduł bez ramki",24.92,1,"szt","PLN","23%","",4,null,null,null,null,"5907577439798",null,null,"IMPRESJA",null,null,"",null,4,null,"https://www.ospel.pl/sites/all/pliki/import/image/podtynk/impresja/modul/srebro/gp-2yr_m_18.jpg","",null,"16A/250~, IP-20, zaciski gwintowe","","",null,null,null,"SREBRO",null,"0,071 kg","71 mm","71 mm","27 mm",null,null,"2024-02-19",null,"","https://www.ospel.pl/sites/all/pliki/import/image/podtynk/impresja/modul/srebro/gp-2yr_m_18.jpg","27.33.13.0","8536 69 90"]
[1559,"GP-2YRAZ/m/23       ","Gniazdo podwójne z uziemieniem moduł bez ramki",28.47,1,"szt","PLN","23%","",4,null,null,null,null,"5907577480691",null,null,"IMPRESJA",null,null,"",null,4,null,"https://www.ospel.pl/sites/all/pliki/import/image/podtynk/impresja/modul/tytan/gp-2yrz_m_23.jpg","",null,"16A/250~, IP-20, do ramek linii Prestige","","",null,null,null,"TYTAN",null,"0,084 kg","71 mm","71 mm","19 mm",null,null,"2024-02-19",null,"","https://www.ospel.pl/sites/all/pliki/import/image/podtynk/impresja/modul/tytan/gp-2yrz_m_23.jpg","27.33.13.0","8536 69 90"]
[1564,"GP-2YRAZP/m/00      ","Gniazdo podwójne z uziemieniem z przesłonami torów prądowych, moduł bez ramki",22.21,1,"szt","PLN","23%","",10,null,null,null,null,"5907577480738",null,null,"IMPRESJA",null,null,"",null,10,null,"https://www.ospel.pl/sites/all/pliki/import/image/podtynk/impresja/modul/biala/gp-2yrzp_m_00.jpg","",null,"16A/250~, IP-20, do ramek linii Prestige","","",null,null,null,"BIAŁY",null,"0,085 kg","71 mm","71 mm","19 mm",null,null,"2024-02-19",null,"","https://www.ospel.pl/sites/all/pliki/import/image/podtynk/impresja/modul/biala/gp-2yrzp_m_00.jpg","27.33.13.0","8536 69 90"]
[1572,"GP-2YRP/m/18        ","Gniazdo podwójne z przesłonami torów prądowych, moduł bez ramki",25.77,1,"szt","PLN","23%","",4,null,null,null,null,"5907577440664",null,null,"IMPRESJA",null,null,"",null,4,null,"https://www.ospel.pl/sites/all/pliki/import/image/podtynk/impresja/modul/srebro/gp-2yrp_m_18.jpg","",null,"16A/250~, IP-20, zaciski gwintowe","","",null,null,null,"SREBRO",null,"0,072 kg","71 mm","71 mm","27 mm",null,null,"2024-02-19",null,"","https://www.ospel.pl/sites/all/pliki/import/image/podtynk/impresja/modul/srebro/gp-2yrp_m_18.jpg","27.33.13.0","8536 69 90"]
[1580,"GP-2YRZ/m/23        ","Gniazdo podwójne z uziemieniem moduł bez ramki",28.47,1,"szt","PLN","23%","",4,null,null,null,null,"5907577439408",null,null,"IMPRESJA",null,null,"",null,4,null,"https://www.ospel.pl/sites/all/pliki/import/image/podtynk/impresja/modul/tytan/gp-2yrz_m_23.jpg","https://www.ospel.pl/sites/all/pliki/import/image/rysunki/impresja/gniazda_podwojne.jpg",null,"16A/250~, IP-20, zaciski gwintowe","","",null,null,null,"TYTAN",null,"0,084 kg","71 mm","71 mm","27 mm",null,null,"2024-02-19",null,"","https://www.ospel.pl/sites/all/pliki/import/image/podtynk/impresja/modul/tytan/gp-2yrz_m_23.jpg","27.33.13.0","8536 69 90"]
[1585,"GP-2YRZP/m/00       ","Gniazdo podwójne z uziemieniem z przesłonami torów prądowych, moduł bez ramki",22.21,1,"szt","PLN","23%","",10,null,null,null,null,"5907577437220",null,null,"IMPRESJA",null,null,"",null,10,null,"https://www.ospel.pl/sites/all/pliki/import/image/podtynk/impresja/modul/biala/gp-2yrzp_m_00.jpg","https://www.ospel.pl/sites/all/pliki/import/image/rysunki/impresja/gniazda_podwojne.jpg",null,"16A/250~, IP-20, zaciski gwintowe","","",null,null,null,"BIAŁY",null,"0,085 kg","71 mm","71 mm","27 mm",null,null,"2024-02-19",null,"","https://www.ospel.pl/sites/all/pliki/import/image/podtynk/impresja/modul/biala/gp-2yrzp_m_00.jpg","27.33.13.0","8536 69 90"]
[1593,"GP-2YS/18           ","Gniazdo podwójne z uziemieniem schuko kompletne z ramką",33.99,1,"szt","PLN","23%","",5,null,null,null,null,"5907577440848",null,null,"IMPRESJA",null,null,"",null,5,null,"https://www.ospel.pl/sites/all/pliki/import/image/podtynk/impresja/modul/srebro/gp-2ys_18.jpg","https://www.ospel.pl/sites/all/pliki/import/image/rysunki/impresja/gniazda_podwojne_schucko.jpg",null,"16A/250~, IP-20, zaciski gwintowe","","",null,null,null,"SREBRO",null,"0,0915 kg","90 mm","84 mm","22 mm",null,null,"2024-02-19",null,"","https://www.ospel.pl/sites/all/pliki/import/image/podtynk/impresja/modul/srebro/gp-2ys_18.jpg","27.33.13.0","8536 69 90"]
[1601,"GP-2YSP/23          ","Gniazdo podwójne z uziemieniem schuko z przesłonami torów prądowych, kompletne z ramką",34.35,1,"szt","PLN","23%","",5,null,null,null,null,"5907577440916",null,null,"IMPRESJA",null,null,"",null,5,null,"https://www.ospel.pl/sites/all/pliki/import/image/podtynk/impresja/modul/tytan/gp-2ysp_23.jpg","https://www.ospel.pl/sites/all/pliki/import/image/rysunki/impresja/gniazda_podwojne_schucko.jpg",null,"16A/250~, IP-20, zaciski gwintowe","","",null,null,null,"TYTAN",null,"0,093 kg","90 mm","84 mm","22 mm",null,null,"2024-02-19",null,"","https://www.ospel.pl/sites/all/pliki/import/image/podtynk/impresja/modul/tytan/gp-2ysp_23.jpg","27.33.13.0","8536 69 90"]
[1606,"GP-2YZ/00           ","Gniazdo podwójne z uziemieniem kompletne z ramką",24.43,1,"szt","PLN","23%","",10,null,null,null,null,"5907577437114",null,null,"IMPRESJA",null,null,"",null,10,null,"https://www.ospel.pl/sites/all/pliki/import/image/podtynk/impresja/modul/biala/gp-2yz_00.jpg","https://www.ospel.pl/sites/all/pliki/import/image/rysunki/impresja/gniazda_podwojne.jpg",null,"16A/250~, IP-20, zaciski gwintowe","","",null,null,null,"BIAŁY",null,"0,093 kg","84 mm","84 mm","27 mm",null,null,"2024-02-19",null,"","https://www.ospel.pl/sites/all/pliki/import/image/podtynk/impresja/modul/biala/gp-2yz_00.jpg","27.33.13.0","8536 69 90"]
[1614,"GP-2YZP/18          ","Gniazdo podwójne z uziemieniem z przesłonami torów prądowych, kompletne z ramką",33.75,1,"szt","PLN","23%","",4,null,null,null,null,"5907577441203",null,null,"IMPRESJA",null,null,"",null,4,null,"https://www.ospel.pl/sites/all/pliki/import/image/podtynk/impresja/modul/srebro/gp-2yzp_18.jpg","https://www.ospel.pl/sites/all/pliki/import/image/rysunki/impresja/gniazda_podwojne.jpg",null,"16A/250~, IP-20, zaciski gwintowe","","",null,null,null,"SREBRO",null,"0,094 kg","84 mm","84 mm","27 mm",null,null,"2024-02-19",null,"","https://www.ospel.pl/sites/all/pliki/import/image/podtynk/impresja/modul/srebro/gp-2yzp_18.jpg","27.33.13.0","8536 69 90"]
[1626,"GP-3Y/m/50          ","Gniazdo potrójne EURO ",26.01,1,"szt","PLN","23%","",4,null,null,null,null,"5907577461799",null,null,"IMPRESJA",null,null,"",null,4,null,"https://www.ospel.pl/sites/all/pliki/import/image/podtynk/impresja/modul/antracyt/gp-3y_m_50.jpg","",null,"2,5A/250~ IP-20, zaciski gwintowe","","",null,null,null,"ANTRACYT",null,"0,066 kg","71 mm","71 mm","22 mm",null,null,"2024-02-19",null,"","https://www.ospel.pl/sites/all/pliki/import/image/podtynk/impresja/modul/antracyt/gp-3y_m_50.jpg","27.33.13.0","8536 69 90"]
[1627,"GPA-10YP/m/00       ","Gniazdo RTV przelotowe 10-dB ",61.35,1,"szt","PLN","23%","",10,null,null,null,null,"5907577437367",null,null,"IMPRESJA",null,null,"",null,10,null,"https://www.ospel.pl/sites/all/pliki/import/image/podtynk/impresja/modul/biala/gpa-yk_m_00.jpg","https://www.ospel.pl/sites/all/pliki/import/image/rysunki/impresja/gniazda_rtv_sat.jpg",null,"Współczynnik tłumienia 10dB","","",null,null,null,"BIAŁY",null,"0,103 kg","71 mm","71 mm","24 mm",null,null,"2024-02-19",null,"https://www.ospel.pl/sites/all/pliki/import/image/schematy/rtv_sat.pdf","https://www.ospel.pl/sites/all/pliki/import/image/podtynk/impresja/modul/biala/gpa-yk_m_00.jpg","26.40.52.0","8517 18 00"]
[1635,"GPA-10YPZ/m/18      ","Gniazdo RTV zakończeniowe ",67.37,1,"szt","PLN","23%","",4,null,null,null,null,"5907577439859",null,null,"IMPRESJA",null,null,"",null,4,null,"https://www.ospel.pl/sites/all/pliki/import/image/podtynk/impresja/modul/srebro/gpa-10yp_m_18.jpg","https://www.ospel.pl/sites/all/pliki/import/image/rysunki/impresja/gniazda_rtv_sat.jpg",null,"Współczynnik tłumienia 10dB","","",null,null,null,"SREBRO",null,"0,103 kg","71 mm","71 mm","24 mm",null,null,"2024-02-19",null,"https://www.ospel.pl/sites/all/pliki/import/image/schematy/rtv_sat.pdf","https://www.ospel.pl/sites/all/pliki/import/image/podtynk/impresja/modul/srebro/gpa-10yp_m_18.jpg","26.40.52.0","8517 18 00"]
[1647,"GPA-14YP/m/50       ","Gniazdo RTV przelotowe 14-dB ",67.37,1,"szt","PLN","23%","",4,null,null,null,null,"5907577471484",null,null,"IMPRESJA",null,null,"",null,4,null,"https://www.ospel.pl/sites/all/pliki/import/image/podtynk/impresja/modul/antracyt/gpa-yk_m_50.jpg","",null,"Współczynnik tłumienia 14dB","","",null,null,null,"ANTRACYT",null,"0,103 kg","71 mm","71 mm","24 mm",null,null,"2024-02-19",null,"","https://www.ospel.pl/sites/all/pliki/import/image/podtynk/impresja/modul/antracyt/gpa-yk_m_50.jpg","26.40.52.0","8517 18 00"]
[1648,"GPA-16YP/m/00       ","Gniazdo RTV przelotowe 16-dB ",61.35,1,"szt","PLN","23%","",10,null,null,null,null,"5907577437404",null,null,"IMPRESJA",null,null,"",null,10,null,"https://www.ospel.pl/sites/all/pliki/import/image/podtynk/impresja/modul/biala/gpa-yk_m_00.jpg","https://www.ospel.pl/sites/all/pliki/import/image/rysunki/impresja/gniazda_rtv_sat.jpg",null,"Współczynnik tłumienia 16dB","","",null,null,null,"BIAŁY",null,"0,103 kg","71 mm","71 mm","24 mm",null,null,"2024-02-19",null,"https://www.ospel.pl/sites/all/pliki/import/image/schematy/rtv_sat.pdf","https://www.ospel.pl/sites/all/pliki/import/image/podtynk/impresja/modul/biala/gpa-yk_m_00.jpg","26.40.52.0","8517 18 00"]
[1660,"GPA-1YF/m/33        ","Gniazdo antenowe typu F pojedyncze ",29.17,1,"szt","PLN","23%","",4,null,null,null,null,"5906729010670",null,null,"IMPRESJA",null,null,"",null,4,null,"https://www.ospel.pl/sites/all/pliki/import/image/podtynk/impresja/modul/czarna/gpa-1yf_m_33.jpg","",null,"Złącze typu F","","",null,null,null,"CZARNY METALIK",null,"0,052 kg","71 mm","71 mm","24 mm",null,null,"2024-02-19",null,"","https://www.ospel.pl/sites/all/pliki/import/image/podtynk/impresja/modul/czarna/gpa-1yf_m_33.jpg","26.40.52.0","8517 18 00"]
[1668,"GPA-2YF/m/50        ","Gniazdo antenowe typu F podwójne ",35.31,1,"szt","PLN","23%","",4,null,null,null,null,"5907577471507",null,null,"IMPRESJA",null,null,"",null,4,null,"https://www.ospel.pl/sites/all/pliki/import/image/podtynk/impresja/modul/antracyt/gpa-2yf_m_50.jpg","",null,"Złącze typu F","","",null,null,null,"ANTRACYT",null,"0,052 kg","71 mm","71 mm","24 mm",null,null,"2024-02-19",null,"","https://www.ospel.pl/sites/all/pliki/import/image/podtynk/impresja/modul/antracyt/gpa-2yf_m_50.jpg","26.40.52.0","8517 18 00"]
[1669,"GPA-Y2S/m/00        ","Gniazdo RTV-SAT z dwoma wyjściami SAT ",99.9,1,"szt","PLN","23%","",10,null,null,null,null,"5907577437978",null,null,"IMPRESJA",null,null,"",null,10,null,"https://www.ospel.pl/sites/all/pliki/import/image/podtynk/impresja/modul/biala/gpa-y2s_m_00.jpg","",null,"Współczynnik tłumienia 1,5dB","","",null,null,null,"BIAŁY",null,"0,11 kg","71 mm","71 mm","24 mm",null,null,"2024-02-19",null,"https://www.ospel.pl/sites/all/pliki/import/image/schematy/gniazdo_sat_2.jpg","https://www.ospel.pl/sites/all/pliki/import/image/podtynk/impresja/modul/biala/gpa-y2s_m_00.jpg","26.40.52.0","8517 18 00"]
[1681,"GPA-YD/m/33         ","Gniazdo RTV-DATA ",89.95,1,"szt","PLN","23%","",4,null,null,null,null,"5906729011158",null,null,"IMPRESJA",null,null,"",null,4,null,"https://www.ospel.pl/sites/all/pliki/import/image/podtynk/impresja/modul/czarna/gpa-yd_m_33.jpg","",null,"Częstotliwość toru DATA 5÷862 MHz","","",null,null,null,"CZARNY METALIK",null,"0,128 kg","71 mm","71 mm","24 mm",null,null,"2024-02-19",null,"","https://www.ospel.pl/sites/all/pliki/import/image/podtynk/impresja/modul/czarna/gpa-yd_m_33.jpg","26.40.52.0","8517 18 00"]
[1689,"GPA-YK/m/50         ","Gniazdo RTV końcowe ",57.41,1,"szt","PLN","23%","",4,null,null,null,null,"5907577461805",null,null,"IMPRESJA",null,null,"",null,4,null,"https://www.ospel.pl/sites/all/pliki/import/image/podtynk/impresja/modul/antracyt/gpa-yk_m_50.jpg","",null,"Współczynnik tłumienia 2,5-3dB","","",null,null,null,"ANTRACYT",null,"0,1005 kg","71 mm","71 mm","23 mm",null,null,"2024-02-19",null,"","https://www.ospel.pl/sites/all/pliki/import/image/podtynk/impresja/modul/antracyt/gpa-yk_m_50.jpg","26.40.52.0","8517 18 00"]
[1690,"GPA-YS/m/00         ","Gniazdo RTV-SAT końcowe ",80.099999999999994,1,"szt","PLN","23%","",10,null,null,null,null,"5907577437428",null,null,"IMPRESJA",null,null,"",null,10,null,"https://www.ospel.pl/sites/all/pliki/import/image/podtynk/impresja/modul/biala/gpa-ys_m_00.jpg","",null,"Współczynnik tłumienia 1,5-2dB","","",null,null,null,"BIAŁY",null,"0,1045 kg","71 mm","71 mm","24 mm",null,null,"2024-02-19",null,"https://www.ospel.pl/sites/all/pliki/import/image/schematy/rtv_sat.pdf","https://www.ospel.pl/sites/all/pliki/import/image/podtynk/impresja/modul/biala/gpa-ys_m_00.jpg","26.40.52.0","8517 18 00"]
[1702,"GPA-YSP/m/33        ","Gniazdo RTV-SAT przelotowe ",100.95,1,"szt","PLN","23%","",4,null,null,null,null,"5906729010717",null,null,"IMPRESJA",null,null,"",null,4,null,"https://www.ospel.pl/sites/all/pliki/import/image/podtynk/impresja/modul/czarna/gpa-ys_m_33.jpg","",null,"Współczynnik tłumienia 1,2dB","","",null,null,null,"CZARNY METALIK",null,"0,1055 kg","71 mm","71 mm","24 mm",null,null,"2024-02-19",null,"","https://www.ospel.pl/sites/all/pliki/import/image/podtynk/impresja/modul/czarna/gpa-ys_m_33.jpg","26.40.52.0","8517 18 00"]
[1710,"GPE-1Y/m/50         ","Gniazdo ekwipotencjalne pojedyncze ",84.17,1,"szt","PLN","23%","",4,null,null,null,null,"5907577471521",null,null,"IMPRESJA",null,null,"",null,4,null,"https://www.ospel.pl/sites/all/pliki/import/image/podtynk/impresja/modul/antracyt/gpe-1y_m_50.jpg","",null,"","","",null,null,null,"ANTRACYT",null,"0,049 kg","71 mm","71 mm","20 mm",null,null,"2024-02-19",null,"","https://www.ospel.pl/sites/all/pliki/import/image/podtynk/impresja/modul/antracyt/gpe-1y_m_50.jpg","","8536 90 10"]
[1715,"GPE-2Y/m/28         ","Gniazdo ekwipotencjalne podwójne ",123.29,1,"szt","PLN","23%","",4,null,null,null,null,"5907577460754",null,null,"IMPRESJA",null,null,"",null,4,null,"https://www.ospel.pl/sites/all/pliki/import/image/podtynk/impresja/modul/zloto/gpe-2y_m_28.jpg","",null,"","","",null,null,null,"ZŁOTY METALIK",null,"0,076 kg","71 mm","71 mm","20 mm",null,null,"2024-02-19",null,"","https://www.ospel.pl/sites/all/pliki/import/image/podtynk/impresja/modul/zloto/gpe-2y_m_28.jpg","","8536 90 10"]
[1723,"GPH-1YS/m/33/d      ","Gniazdo bryzgoszczelne z uziemieniem schuko IP-44 wieczko przezroczyste",33.869999999999997,1,"szt","PLN","23%","",4,null,null,null,null,"5906729010533",null,null,"IMPRESJA",null,null,"",null,4,null,"https://www.ospel.pl/sites/all/pliki/import/image/podtynk/impresja/modul/czarna/gph-1ys_m_33_d.jpg","",null,"16A/250~, IP-44, zaciski gwintowe","","",null,null,null,"CZARNY METALIK",null,"0,0830 kg","71 mm","71 mm","23 mm",null,null,"2024-02-19",null,"","https://www.ospel.pl/sites/all/pliki/import/image/podtynk/impresja/modul/czarna/gph-1ys_m_33_d.jpg","27.33.13.0","8536 69 90"]
[1731,"GPH-1YSP/m/50/d     ","Gniazdo bryzgoszczelne z uziemieniem schuko IP-44 z przesłonami torów prądowych wieczko przezroczyste",34.11,1,"szt","PLN","23%","",4,null,null,null,null,"5907577471545",null,null,"IMPRESJA",null,null,"",null,4,null,"https://www.ospel.pl/sites/all/pliki/import/image/podtynk/impresja/modul/antracyt/gph-1ysp_m_50.jpg","",null,"16A/250~, IP-44, zaciski gwintowe","","",null,null,null,"ANTRACYT",null,"0,0840 kg","71 mm","71 mm","23 mm",null,null,"2024-02-19",null,"","https://www.ospel.pl/sites/all/pliki/import/image/podtynk/impresja/modul/antracyt/gph-1ysp_m_50.jpg","27.33.13.0","8536 69 90"]
[1736,"GPH-1YZ/m/27/d      ","Gniazdo bryzgoszczelne z uziemieniem IP-44 wieczko przezroczyste",28.47,1,"szt","PLN","23%","",10,null,null,null,null,"5907577438340",null,null,"IMPRESJA",null,null,"",null,10,null,"https://www.ospel.pl/sites/all/pliki/import/image/podtynk/impresja/modul/ecru/gph-1yz_m_27_d.jpg","https://www.ospel.pl/sites/all/pliki/import/image/rysunki/impresja/gniazda_bryzgoszczelne.jpg",null,"16A/250~, IP-44, zaciski gwintowe","","",null,null,null,"ECRU",null,"0,0855 kg","71 mm","71 mm","23 mm",null,null,"2024-02-19",null,"","https://www.ospel.pl/sites/all/pliki/import/image/podtynk/impresja/modul/ecru/gph-1yz_m_27_d.jpg","27.33.13.0","8536 69 90"]
[1744,"GPH-1YZP/m/23/d     ","Gniazdo bryzgoszczelne z uziemieniem IP-44 z przesłonami torów prądowych wieczko przezroczyste",33.25,1,"szt","PLN","23%","",4,null,null,null,null,"5907577439002",null,null,"IMPRESJA",null,null,"",null,4,null,"https://www.ospel.pl/sites/all/pliki/import/image/podtynk/impresja/modul/tytan/gph-1yzp_m_23_d.jpg","https://www.ospel.pl/sites/all/pliki/import/image/rysunki/impresja/gniazda_bryzgoszczelne.jpg",null,"16A/250~, IP-44, zaciski gwintowe","","",null,null,null,"TYTAN",null,"0,0855 kg","71 mm","71 mm","23 mm",null,null,"2024-02-19",null,"","https://www.ospel.pl/sites/all/pliki/import/image/podtynk/impresja/modul/tytan/gph-1yzp_m_23_d.jpg","27.33.13.0","8536 69 90"]
[1752,"GPK-1Y/K/m/23       ","Gniazdo komputerowe pojedyncze, kat. 5e MMC",57.89,1,"szt","PLN","23%","",4,null,null,null,null,"5907577439163",null,null,"IMPRESJA",null,null,"",null,4,null,"https://www.ospel.pl/sites/all/pliki/import/image/podtynk/impresja/modul/tytan/gpk-1y_k_m_23.jpg","https://www.ospel.pl/sites/all/pliki/import/image/rysunki/impresja/gniazda_t_k_1.jpg",null,"Złącze IDC","","",null,null,null,"TYTAN",null,"0,0575 kg","71 mm","71 mm","20 mm",null,null,"2024-02-19",null,"","https://www.ospel.pl/sites/all/pliki/import/image/podtynk/impresja/modul/tytan/gpk-1y_k_m_23.jpg","26.30.30.0","8517 18 00"]
[1757,"GPK-1Y/p/00         ","Obudowa gniazda pojedynczego typu Keystone prosta",11.78,1,"szt","PLN","23%","",10,null,null,null,null,"5907577462284",null,null,"IMPRESJA",null,null,"",null,10,null,"https://www.ospel.pl/sites/all/pliki/import/image/podtynk/impresja/modul/biala/gpk-1y_p_00.jpg","",null,"","","",null,null,null,"BIAŁY",null,"0,0515 kg","71 mm","71 mm","30 mm",null,null,"2024-02-19",null,"","https://www.ospel.pl/sites/all/pliki/import/image/podtynk/impresja/modul/biala/gpk-1y_p_00.jpg","26.30.30.0","8517 18 00"]
[1765,"GPK-1YS/p/18        ","Obudowa gniazda pojedynczego typu Keystone skośna",16.57,1,"szt","PLN","23%","",4,null,null,null,null,"5907577455170",null,null,"IMPRESJA",null,null,"",null,4,null,"https://www.ospel.pl/sites/all/pliki/import/image/podtynk/impresja/modul/srebro/gpk-1ys_p_18.jpg","",null,"","","",null,null,null,"SREBRO",null,"0,052 kg","71 mm","71 mm","30 mm",null,null,"2024-02-19",null,"","https://www.ospel.pl/sites/all/pliki/import/image/podtynk/impresja/modul/srebro/gpk-1ys_p_18.jpg","26.30.30.0","8517 18 00"]
[1770,"GPK-1YS/p/50        ","Obudowa gniazda pojedynczego typu Keystone skośna",16.57,1,"szt","PLN","23%","",4,null,null,null,null,"5907577471613",null,null,"IMPRESJA",null,null,"",null,4,null,"https://www.ospel.pl/sites/all/pliki/import/image/podtynk/impresja/modul/antracyt/gpk-1ys_p_50.jpg","",null,"","","",null,null,null,"ANTRACYT",null,"0,052 kg","71 mm","71 mm","30 mm",null,null,"2024-02-19",null,"","https://www.ospel.pl/sites/all/pliki/import/image/podtynk/impresja/modul/antracyt/gpk-1ys_p_50.jpg","26.30.30.0","8517 18 00"]
[1778,"GPK-2Y/p/00         ","Obudowa gniazda podwójnego typu Keystone prosta",11.78,1,"szt","PLN","23%","",10,null,null,null,null,"5907577462109",null,null,"IMPRESJA",null,null,"",null,10,null,"https://www.ospel.pl/sites/all/pliki/import/image/podtynk/impresja/modul/biala/gpk-2y_p_00.jpg","",null,"","","",null,null,null,"BIAŁY",null,"0,0515 kg","71 mm","71 mm","30 mm",null,null,"2024-02-19",null,"","https://www.ospel.pl/sites/all/pliki/import/image/podtynk/impresja/modul/biala/gpk-2y_p_00.jpg","26.30.30.0","8517 18 00"]
[1786,"GPK-2YS/p/18        ","Obudowa gniazda podwójnego typu Keystone skośna",16.57,1,"szt","PLN","23%","",4,null,null,null,null,"5907577455224",null,null,"IMPRESJA",null,null,"",null,4,null,"https://www.ospel.pl/sites/all/pliki/import/image/podtynk/impresja/modul/srebro/gpk-2ys_p_18.jpg","",null,"","","",null,null,null,"SREBRO",null,"0,055 kg","71 mm","71 mm","30 mm",null,null,"2024-02-19",null,"","https://www.ospel.pl/sites/all/pliki/import/image/podtynk/impresja/modul/srebro/gpk-2ys_p_18.jpg","26.30.30.0","8517 18 00"]
[1791,"GPK-2YS/p/50        ","Obudowa gniazda podwójnego typu Keystone skośna",16.57,1,"szt","PLN","23%","",4,null,null,null,null,"5907577471682",null,null,"IMPRESJA",null,null,"",null,4,null,"https://www.ospel.pl/sites/all/pliki/import/image/podtynk/impresja/modul/antracyt/gpk-2ys_p_50.jpg","",null,"","","",null,null,null,"ANTRACYT",null,"0,055 kg","71 mm","71 mm","30 mm",null,null,"2024-02-19",null,"","https://www.ospel.pl/sites/all/pliki/import/image/podtynk/impresja/modul/antracyt/gpk-2ys_p_50.jpg","26.30.30.0","8517 18 00"]
[1799,"GPT-1Y/m/00         ","Gniazdo telefoniczne pojedyncze ",33.772199999999998,1,"szt","PLN","23%","",10,null,null,null,null,"5907577437480",null,null,"IMPRESJA",null,null,"",null,10,null,"https://www.ospel.pl/sites/all/pliki/import/image/podtynk/impresja/modul/biala/gpt-1y_m_00.jpg","https://www.ospel.pl/sites/all/pliki/import/image/rysunki/impresja/gniazda_t_k_1.jpg",null,"Zaciski gwintowe","","",null,null,null,"BIAŁY",null,"0,0525 kg","71 mm","71 mm","20 mm",null,null,"2024-02-19",null,"","https://www.ospel.pl/sites/all/pliki/import/image/podtynk/impresja/modul/biala/gpt-1y_m_00.jpg","26.30.30.0","8517 18 00"]
[1804,"GPT-1Y/m/33         ","Gniazdo telefoniczne pojedyncze ",42.870600000000003,1,"szt","PLN","23%","",4,null,null,null,null,"5906729010724",null,null,"IMPRESJA",null,null,"",null,4,null,"https://www.ospel.pl/sites/all/pliki/import/image/podtynk/impresja/modul/czarna/gpt-1y_m_33.jpg","",null,"Zaciski gwintowe","","",null,null,null,"CZARNY METALIK",null,"0,0525 kg","71 mm","71 mm","20 mm",null,null,"2024-02-19",null,"","https://www.ospel.pl/sites/all/pliki/import/image/podtynk/impresja/modul/czarna/gpt-1y_m_33.jpg","26.30.30.0","8517 18 00"]
[1812,"GPT-2YN/m/50        ","Gniazdo telefoniczne podwójne niezależne",53.835599999999999,1,"szt","PLN","23%","",4,null,null,null,null,"5907577461867",null,null,"IMPRESJA",null,null,"",null,4,null,"https://www.ospel.pl/sites/all/pliki/import/image/podtynk/impresja/modul/antracyt/gpt-2y_m_50.jpg","",null,"Zaciski gwintowe","","",null,null,null,"ANTRACYT",null,"0,0555 kg","71 mm","71 mm","20 mm",null,null,"2024-02-19",null,"","https://www.ospel.pl/sites/all/pliki/import/image/podtynk/impresja/modul/antracyt/gpt-2y_m_50.jpg","26.30.30.0","8517 18 00"]
[1820,"ŁP-10Y/m/00         ","Łącznik podwójny schodowy ",30.32,1,"szt","PLN","23%","",10,null,null,null,null,"5907577436766",null,null,"IMPRESJA",null,null,"",null,10,null,"https://www.ospel.pl/sites/all/pliki/import/image/podtynk/impresja/modul/biala/lp-2y_m_00.jpg","https://www.ospel.pl/sites/all/pliki/import/image/rysunki/impresja/lacznik_podwojny.jpg",null,"16AX250~, IP-20, zaciski bezgwintowe","","",null,null,null,"BIAŁY",null,"0,0805 kg","71 mm","71 mm","23 mm",null,null,"2024-02-19",null,"https://www.ospel.pl/sites/all/pliki/import/image/schematy/lacznik_podwojny_schodowy.jpg","https://www.ospel.pl/sites/all/pliki/import/image/podtynk/impresja/modul/biala/lp-2y_m_00.jpg","27.33.11.0","8536 50 07"]
[1825,"ŁP-10Y/m/33         ","Łącznik podwójny schodowy ",34.979999999999997,1,"szt","PLN","23%","",4,null,null,null,null,"5906729010359",null,null,"IMPRESJA",null,null,"",null,4,null,"https://www.ospel.pl/sites/all/pliki/import/image/podtynk/impresja/modul/czarna/lp-2y_m_33.jpg","",null,"16AX250~, IP-20, zaciski bezgwintowe","","",null,null,null,"CZARNY METALIK",null,"0,0805 kg","71 mm","71 mm","23 mm",null,null,"2024-02-19",null,"","https://www.ospel.pl/sites/all/pliki/import/image/podtynk/impresja/modul/czarna/lp-2y_m_33.jpg","27.33.11.0","8536 50 07"]
[1833,"ŁP-11Y/m/50         ","Łącznik dwubiegunowy ",30.07,1,"szt","PLN","23%","",4,null,null,null,null,"5907577461638",null,null,"IMPRESJA",null,null,"",null,4,null,"https://www.ospel.pl/sites/all/pliki/import/image/podtynk/impresja/modul/antracyt/lp-11y_m_50.jpg","",null,"16AX250~, IP-20, zaciski bezgwintowe","","",null,null,null,"ANTRACYT",null,"0,074 kg","71 mm","71 mm","23 mm",null,null,"2024-02-19",null,"https://www.ospel.pl/sites/all/pliki/import/image/schematy/lacznik_dwubiegunowy.jpg","https://www.ospel.pl/sites/all/pliki/import/image/podtynk/impresja/modul/antracyt/lp-11y_m_50.jpg","27.33.11.0","8536 50 07"]
[1841,"ŁP-12YS/m/00        ","Łącznik kontrolny z podświetleniem pomarańczowym",27.11,1,"szt","PLN","23%","",10,null,null,null,null,"5907577436728",null,null,"IMPRESJA",null,null,"",null,10,null,"https://www.ospel.pl/sites/all/pliki/import/image/podtynk/impresja/modul/biala/lp-1ys_m_00.jpg","",null,"16AX250~, IP-20, zaciski bezgwintowe","","",null,null,null,"BIAŁY",null,"0,074 kg","71 mm","71 mm","23 mm",null,null,"2024-02-19",null,"https://www.ospel.pl/sites/all/pliki/import/image/schematy/lacznik_kontrolny.jpg","https://www.ospel.pl/sites/all/pliki/import/image/podtynk/impresja/modul/biala/lp-1ys_m_00.jpg","27.33.11.0","8536 50 07"]
[1846,"ŁP-12YS/m/33        ","Łącznik kontrolny z podświetleniem niebieskim",32.020000000000003,1,"szt","PLN","23%","",4,null,null,null,null,"5906729010380",null,null,"IMPRESJA",null,null,"",null,4,null,"https://www.ospel.pl/sites/all/pliki/import/image/podtynk/impresja/modul/czarna/lp-1y_m_33.jpg","",null,"16AX250~, IP-20, zaciski bezgwintowe","","",null,null,null,"CZARNY METALIK",null,"0,074 kg","71 mm","71 mm","23 mm",null,null,"2024-02-19",null,"","https://www.ospel.pl/sites/all/pliki/import/image/podtynk/impresja/modul/czarna/lp-1y_m_33.jpg","27.33.11.0","8536 50 07"]
[1854,"ŁP-13Y/m/50         ","Łącznik potrójny ",42.34,1,"szt","PLN","23%","",4,null,null,null,null,"5907577462024",null,null,"IMPRESJA",null,null,"",null,4,null,"https://www.ospel.pl/sites/all/pliki/import/image/podtynk/impresja/modul/antracyt/lp-13y_m_50.jpg","",null,"10AX/250~, IP-20 zaciski bezgwintowe","","",null,null,null,"ANTRACYT",null,"0,0755 kg","71 mm","71 mm","23 mm",null,null,"2024-02-19",null,"","https://www.ospel.pl/sites/all/pliki/import/image/podtynk/impresja/modul/antracyt/lp-13y_m_50.jpg","27.33.11.0","8536 50 07"]
[1859,"ŁP-15YS/m/28        ","Łącznik hotelowy z podświetleniem pomarańczowym",119.52,1,"szt","PLN","23%","",5,null,null,null,null,"5907577440534",null,null,"IMPRESJA",null,null,"",null,5,null,"https://www.ospel.pl/sites/all/pliki/import/image/podtynk/impresja/modul/zloto/lp-15ys_m_28.jpg","https://www.ospel.pl/sites/all/pliki/import/image/rysunki/impresja/lacznik_hotelowy.jpg",null,"16A230~, IP-20, zaciski gwintowe","","Tylko na zamówienie",null,null,null,"ZŁOTY METALIK",null,"0,101 kg","71 mm","71 mm","29 mm",null,null,"2024-02-19",null,"https://www.ospel.pl/sites/all/pliki/import/image/schematy/lacznik_hotelowy.jpg","https://www.ospel.pl/sites/all/pliki/import/image/podtynk/impresja/modul/zloto/lp-15ys_m_28.jpg","27.33.11.0","8536 50 05"]
[1867,"ŁP-16Y/m/33         ","Elektroniczny czujnik ruchu ",268.99480000000005,1,"szt","PLN","23%","",5,null,null,null,null,"5906729010410",null,null,"IMPRESJA",null,null,"",null,5,null,"https://www.ospel.pl/sites/all/pliki/import/image/podtynk/impresja/modul/czarna/lp-16y_m_33.jpg","",null,"Zasięg działania do 7 metrów","","Tylko na zamówienie",null,null,null,"CZARNY METALIK",null,"0,103 kg","71 mm","71 mm","28.5 mm",null,null,"2024-02-19",null,"","https://www.ospel.pl/sites/all/pliki/import/image/podtynk/impresja/modul/czarna/lp-16y_m_33.jpg","27.33.11.0","8536 50 05"]
[1875,"ŁP-17Y/m/50         ","Łącznik podwójny zwierny ",36.56,1,"szt","PLN","23%","",4,null,null,null,null,"5907577462031",null,null,"IMPRESJA",null,null,"",null,4,null,"https://www.ospel.pl/sites/all/pliki/import/image/podtynk/impresja/modul/antracyt/lp-2y_m_50.jpg","",null,"10AX/250~, IP-20 zaciski bezgwintowe","","",null,null,null,"ANTRACYT",null,"0,074 kg","71 mm","71 mm","23 mm",null,null,"2024-02-19",null,"","https://www.ospel.pl/sites/all/pliki/import/image/podtynk/impresja/modul/antracyt/lp-2y_m_50.jpg","27.33.11.0","8536 50 07"]
[1880,"ŁP-19Y/m/28         ","Łącznik podwójny krzyżowy ",58.05,1,"szt","PLN","23%","",4,null,null,null,null,"5906729009209",null,null,"IMPRESJA",null,null,"",null,4,null,"https://www.ospel.pl/sites/all/pliki/import/image/podtynk/impresja/modul/zloto/lp-2y_m_28.jpg","",null,"10AX250~, IP-20 zaciski gwintowe","","",null,null,null,"ZŁOTY METALIK",null,"","71 mm","71 mm","21 mm",null,null,"2024-02-19",null,"","https://www.ospel.pl/sites/all/pliki/import/image/podtynk/impresja/modul/zloto/lp-2y_m_28.jpg","27.33.11.0","8536 50 07"]
[1888,"ŁP-1Y/m/33          ","Łącznik jednobiegunowy ",27.11,1,"szt","PLN","23%","",4,null,null,null,null,"5906729010144",null,null,"IMPRESJA",null,null,"",null,4,null,"https://www.ospel.pl/sites/all/pliki/import/image/podtynk/impresja/modul/czarna/lp-1y_m_33.jpg","",null,"16AX250~, IP-20, zaciski bezgwintowe","","",null,null,null,"CZARNY METALIK",null,"0,07 kg","71 mm","71 mm","23 mm",null,null,"2024-02-19",null,"","https://www.ospel.pl/sites/all/pliki/import/image/podtynk/impresja/modul/czarna/lp-1y_m_33.jpg","27.33.11.0","8536 50 07"]
[1893,"ŁP-1YS/m/27         ","Łącznik jednobiegunowy z podświetleniem pomarańczowym",26.26,1,"szt","PLN","23%","",10,null,null,null,null,"5907577438173",null,null,"IMPRESJA",null,null,"",null,10,null,"https://www.ospel.pl/sites/all/pliki/import/image/podtynk/impresja/modul/ecru/lp-1ys_m_27.jpg","",null,"16AX250~, IP-20, zaciski bezgwintowe","","",null,null,null,"ECRU",null,"0,071 kg","71 mm","71 mm","23 mm",null,null,"2024-02-19",null,"https://www.ospel.pl/sites/all/pliki/import/image/schematy/lacznik_jednobiegunowy_podswietlenie.jpg","https://www.ospel.pl/sites/all/pliki/import/image/podtynk/impresja/modul/ecru/lp-1ys_m_27.jpg","27.33.11.0","8536 50 07"]
[1901,"ŁP-21Y/m/28         ","Łącznik zwierny ",28.59,1,"szt","PLN","23%","",4,null,null,null,null,"5906729016177",null,null,"IMPRESJA",null,null,"",null,4,null,"https://www.ospel.pl/sites/all/pliki/import/image/podtynk/impresja/modul/zloto/lp-1y_m_28.jpg","",null,"10AX/250~, IP-20 zaciski bezgwintowe","","",null,null,null,"ZŁOTY METALIK",null,"0,07 kg","71 mm","71 mm","23 mm",null,null,"2024-02-19",null,"","https://www.ospel.pl/sites/all/pliki/import/image/podtynk/impresja/modul/zloto/lp-1y_m_28.jpg","27.33.11.0","8536 50 07"]
[1909,"ŁP-24Y/m/33         ","Łącznik potrójny zwierny ",43.44,1,"szt","PLN","23%","",4,null,null,null,null,"5906729011356",null,null,"IMPRESJA",null,null,"",null,4,null,"https://www.ospel.pl/sites/all/pliki/import/image/podtynk/impresja/modul/czarna/lp-13y_m_33.jpg","",null,"10AX/250~, IP-20 zaciski bezgwintowe","","",null,null,null,"CZARNY METALIK",null,"","71 mm","71 mm","23 mm",null,null,"2024-02-19",null,"","https://www.ospel.pl/sites/all/pliki/import/image/podtynk/impresja/modul/czarna/lp-13y_m_33.jpg","27.33.11.0",""]
[1914,"ŁP-2Y/m/27          ","Łącznik dwugrupowy świecznikowy ",22.71,1,"szt","PLN","23%","",10,null,null,null,null,"5907577438050",null,null,"IMPRESJA",null,null,"",null,10,null,"https://www.ospel.pl/sites/all/pliki/import/image/podtynk/impresja/modul/ecru/lp-2y_m_27.jpg","https://www.ospel.pl/sites/all/pliki/import/image/rysunki/impresja/lacznik_podwojny.jpg",null,"16AX250~, IP-20, zaciski bezgwintowe","","",null,null,null,"ECRU",null,"0,072 kg","71 mm","71 mm","23 mm",null,null,"2024-02-19",null,"","https://www.ospel.pl/sites/all/pliki/import/image/podtynk/impresja/modul/ecru/lp-2y_m_27.jpg","27.33.11.0","8536 50 07"]
[1922,"ŁP-2YS/m/28         ","Łącznik dwugrupowy świecznikowy z podświetleniem niebieskim",34.11,1,"szt","PLN","23%","",4,null,null,null,null,"5907577440220",null,null,"IMPRESJA",null,null,"",null,4,null,"https://www.ospel.pl/sites/all/pliki/import/image/podtynk/impresja/modul/zloto/lp-2ys_m_28.jpg","https://www.ospel.pl/sites/all/pliki/import/image/rysunki/impresja/lacznik_podwojny_swiatlo.jpg",null,"16AX250~, IP-20, zaciski bezgwintowe","","",null,null,null,"ZŁOTY METALIK",null,"0,073 kg","71 mm","71 mm","23 mm",null,null,"2024-02-19",null,"","https://www.ospel.pl/sites/all/pliki/import/image/podtynk/impresja/modul/zloto/lp-2ys_m_28.jpg","27.33.11.0","8536 50 07"]
[1930,"ŁP-3Y/m/33          ","Łącznik schodowy ",28.84,1,"szt","PLN","23%","",4,null,null,null,null,"5906729010182",null,null,"IMPRESJA",null,null,"",null,4,null,"https://www.ospel.pl/sites/all/pliki/import/image/podtynk/impresja/modul/czarna/lp-3y_m_33.jpg","",null,"16AX250~, IP-20, zaciski bezgwintowe","","",null,null,null,"CZARNY METALIK",null,"0,0715 kg","71 mm","71 mm","23 mm",null,null,"2024-02-19",null,"","https://www.ospel.pl/sites/all/pliki/import/image/podtynk/impresja/modul/czarna/lp-3y_m_33.jpg","27.33.11.0","8536 50 07"]
[1935,"ŁP-3YS/m/27         ","Łącznik schodowy z podświetleniem pomarańczowym",28.34,1,"szt","PLN","23%","",10,null,null,null,null,"5907577438197",null,null,"IMPRESJA",null,null,"",null,10,null,"https://www.ospel.pl/sites/all/pliki/import/image/podtynk/impresja/modul/ecru/lp-3ys_m_27.jpg","",null,"16AX250~, IP-20, zaciski bezgwintowe","","",null,null,null,"ECRU",null,"0,073 kg","71 mm","71 mm","23 mm",null,null,"2024-02-19",null,"https://www.ospel.pl/sites/all/pliki/import/image/schematy/laczniki_schodowe_wspolpraca.jpg","https://www.ospel.pl/sites/all/pliki/import/image/podtynk/impresja/modul/ecru/lp-3ys_m_27.jpg","27.33.11.0","8536 50 07"]
[1943,"ŁP-4Y/m/28          ","Łącznik krzyżowy ",33.75,1,"szt","PLN","23%","",4,null,null,null,null,"5907577440114",null,null,"IMPRESJA",null,null,"",null,4,null,"https://www.ospel.pl/sites/all/pliki/import/image/podtynk/impresja/modul/zloto/lp-4y_m_28.jpg","https://www.ospel.pl/sites/all/pliki/import/image/rysunki/impresja/lacznik_ip20.jpg",null,"16AX250~, IP-20, zaciski bezgwintowe","","",null,null,null,"ZŁOTY METALIK",null,"0,077 kg","71 mm","71 mm","23 mm",null,null,"2024-02-19",null,"https://www.ospel.pl/sites/all/pliki/import/image/schematy/lacznik_krzyzowy_wspolpraca.jpg","https://www.ospel.pl/sites/all/pliki/import/image/podtynk/impresja/modul/zloto/lp-4y_m_28.jpg","27.33.11.0","8536 50 07"]
[1955,"ŁP-5Y/m/23          ","Łącznik zwierny \"światło\" ",28.59,1,"szt","PLN","23%","",4,null,null,null,null,"5907577438791",null,null,"IMPRESJA",null,null,"",null,4,null,"https://www.ospel.pl/sites/all/pliki/import/image/podtynk/impresja/modul/tytan/lp-5y_m_23.jpg","https://www.ospel.pl/sites/all/pliki/import/image/rysunki/impresja/lacznik_ip20.jpg",null,"10AX/250~, IP-20 zaciski bezgwintowe","","",null,null,null,"TYTAN",null,"0,07 kg","71 mm","71 mm","23 mm",null,null,"2024-02-19",null,"https://www.ospel.pl/sites/all/pliki/import/image/schematy/lacznik_zwierny_swiatlo.jpg","https://www.ospel.pl/sites/all/pliki/import/image/podtynk/impresja/modul/tytan/lp-5y_m_23.jpg","27.33.11.0","8536 50 07"]
[1956,"ŁP-5Y/m/27          ","Łącznik zwierny \"światło\" ",22.71,1,"szt","PLN","23%","",10,null,null,null,null,"5907577438081",null,null,"IMPRESJA",null,null,"",null,10,null,"https://www.ospel.pl/sites/all/pliki/import/image/podtynk/impresja/modul/ecru/lp-5y_m_27.jpg","https://www.ospel.pl/sites/all/pliki/import/image/rysunki/impresja/lacznik_ip20.jpg",null,"10AX/250~, IP-20 zaciski bezgwintowe","","",null,null,null,"ECRU",null,"0,07 kg","71 mm","71 mm","23 mm",null,null,"2024-02-19",null,"https://www.ospel.pl/sites/all/pliki/import/image/schematy/lacznik_zwierny_swiatlo.jpg","https://www.ospel.pl/sites/all/pliki/import/image/podtynk/impresja/modul/ecru/lp-5y_m_27.jpg","27.33.11.0","8536 50 07"]
[1964,"ŁP-5YS/m/28         ","Łącznik zwierny \"światło\" z podświetleniem niebieskim",33.99,1,"szt","PLN","23%","",4,null,null,null,null,"5907577440251",null,null,"IMPRESJA",null,null,"",null,4,null,"https://www.ospel.pl/sites/all/pliki/import/image/podtynk/impresja/modul/zloto/lp-5ys_m_28.jpg","",null,"10AX/250~, IP-20 zaciski bezgwintowe","","",null,null,null,"ZŁOTY METALIK",null,"0,071 kg","71 mm","71 mm","23 mm",null,null,"2024-02-19",null,"https://www.ospel.pl/sites/all/pliki/import/image/schematy/lacznik_zwierny_swiatlo_podswietlenie.jpg","https://www.ospel.pl/sites/all/pliki/import/image/podtynk/impresja/modul/zloto/lp-5ys_m_28.jpg","27.33.11.0","8536 50 07"]
[1976,"ŁP-6YS/m/23         ","Łącznik zwierny \"dzwonek\" z podświetleniem niebieskim",33.99,1,"szt","PLN","23%","",4,null,null,null,null,"5907577437923",null,null,"IMPRESJA",null,null,"",null,4,null,"https://www.ospel.pl/sites/all/pliki/import/image/podtynk/impresja/modul/tytan/lp-6ys_m_23.jpg","",null,"10AX/250~, IP-20 zaciski bezgwintowe","","",null,null,null,"TYTAN",null,"0,071 kg","71 mm","71 mm","23 mm",null,null,"2024-02-19",null,"https://www.ospel.pl/sites/all/pliki/import/image/schematy/lacznik_zwierny_dzwonek_podswietlenie.jpg","https://www.ospel.pl/sites/all/pliki/import/image/podtynk/impresja/modul/tytan/lp-6ys_m_23.jpg","27.33.11.0","8536 50 07"]
[1977,"ŁP-6YS/m/27         ","Łącznik zwierny \"dzwonek\" z podświetleniem pomarańczowym",28.59,1,"szt","PLN","23%","",10,null,null,null,null,"5907577438227",null,null,"IMPRESJA",null,null,"",null,10,null,"https://www.ospel.pl/sites/all/pliki/import/image/podtynk/impresja/modul/ecru/lp-6ys_m_27.jpg","",null,"10AX/250~, IP-20 zaciski bezgwintowe","","",null,null,null,"ECRU",null,"0,071 kg","71 mm","71 mm","23 mm",null,null,"2024-02-19",null,"https://www.ospel.pl/sites/all/pliki/import/image/schematy/lacznik_zwierny_dzwonek_podswietlenie.jpg","https://www.ospel.pl/sites/all/pliki/import/image/podtynk/impresja/modul/ecru/lp-6ys_m_27.jpg","27.33.11.0","8536 50 07"]
[1985,"ŁP-7Y/m/28          ","Łącznik żaluzjowy, zwierny ",33.99,1,"szt","PLN","23%","",4,null,null,null,null,"5907577440145",null,null,"IMPRESJA",null,null,"",null,4,null,"https://www.ospel.pl/sites/all/pliki/import/image/podtynk/impresja/modul/zloto/lp-7y_m_28.jpg","https://www.ospel.pl/sites/all/pliki/import/image/rysunki/impresja/lacznik_podwojny.jpg",null,"10AX/250~, IP-20 zaciski bezgwintowe","","",null,null,null,"ZŁOTY METALIK",null,"0,0745 kg","71 mm","71 mm","23 mm",null,null,"2024-02-19",null,"","https://www.ospel.pl/sites/all/pliki/import/image/podtynk/impresja/modul/zloto/lp-7y_m_28.jpg","27.33.11.0","8536 50 07"]
[1997,"ŁP-7YBS/m/23        ","Łącznik żaluzjowy z podświetleniem niebieskim z blokadą mechaniczną",46.75,1,"szt","PLN","23%","",4,null,null,null,null,"5907577478827",null,null,"IMPRESJA",null,null,"",null,4,null,"https://www.ospel.pl/sites/all/pliki/import/image/podtynk/impresja/modul/tytan/lp-7ys_m_23.jpg","",null,"10AX/250~, IP-20 zaciski bezgwintowe","","",null,null,null,"TYTAN",null,"0,0815 kg","71 mm","71 mm","23 mm",null,null,"2024-02-19",null,"","https://www.ospel.pl/sites/all/pliki/import/image/podtynk/impresja/modul/tytan/lp-7ys_m_23.jpg","27.33.11.0","8536 50 07"]
[1998,"ŁP-7YBS/m/27        ","Łącznik żaluzjowy z podświetleniem pomarańczowym z blokadą mechaniczną",42.95,1,"szt","PLN","23%","",10,null,null,null,null,"5907577478834",null,null,"IMPRESJA",null,null,"",null,10,null,"https://www.ospel.pl/sites/all/pliki/import/image/podtynk/impresja/modul/ecru/lp-7ys_m_27.jpg","",null,"10AX/250~, IP-20 zaciski bezgwintowe","","",null,null,null,"ECRU",null,"0,0815 kg","71 mm","71 mm","23 mm",null,null,"2024-02-19",null,"","https://www.ospel.pl/sites/all/pliki/import/image/podtynk/impresja/modul/ecru/lp-7ys_m_27.jpg","27.33.11.0","8536 50 07"]
[2010,"ŁP-8Y/m/18          ","Ściemniacz przyciskowo-obrotowy przystosowany do obciążenia żarowego i halogenowego",121.12,1,"szt","PLN","23%","",5,null,null,null,null,"5907577439644",null,null,"IMPRESJA",null,null,"",null,5,null,"https://www.ospel.pl/sites/all/pliki/import/image/podtynk/impresja/modul/srebro/lp-8y_m_18.jpg","https://www.ospel.pl/sites/all/pliki/import/image/rysunki/impresja/sciemniacz_p_o.jpg",null,"40-400W, 230V~50Hz, zaciski gwintowe","","",null,null,null,"SREBRO",null,"0,1155 kg","71 mm","71 mm","23 mm",null,null,"2024-02-19",null,"https://www.ospel.pl/sites/all/pliki/import/image/schematy/sciemniacze.pdf","https://www.ospel.pl/sites/all/pliki/import/image/podtynk/impresja/modul/srebro/lp-8y_m_18.jpg","27.33.11.0","8536 50 05"]
[2018,"ŁP-8YL2/m/23        ","Ściemniacz uniwersalny do obciążenia żarowego, halogenowego oraz LED",189.59,1,"szt","PLN","23%","",5,null,null,null,null,"5907577478469",null,null,"IMPRESJA",null,null,"",null,5,null,"https://www.ospel.pl/sites/all/pliki/import/image/podtynk/impresja/modul/tytan/lp-8y_m_23.jpg","",null,"LED 0-100W, GLS 10-250W, 230V~50Hz","","",null,null,null,"TYTAN",null,"0,093 kg","71 mm","71 mm","31 mm",null,null,"2024-02-19",null,"","https://www.ospel.pl/sites/all/pliki/import/image/podtynk/impresja/modul/tytan/lp-8y_m_23.jpg","27.33.11.0","8536 50 05"]
[2019,"ŁP-8YL2/m/27        ","Ściemniacz uniwersalny do obciążenia żarowego, halogenowego oraz LED",183.57,1,"szt","PLN","23%","",5,null,null,null,null,"5907577478476",null,null,"IMPRESJA",null,null,"",null,5,null,"https://www.ospel.pl/sites/all/pliki/import/image/podtynk/impresja/modul/ecru/lp-8y_m_27.jpg","",null,"LED 0-100W, GLS 10-250W, 230V~50Hz","","",null,null,null,"ECRU",null,"0,093 kg","71 mm","71 mm","31 mm",null,null,"2024-02-19",null,"","https://www.ospel.pl/sites/all/pliki/import/image/podtynk/impresja/modul/ecru/lp-8y_m_27.jpg","27.33.11.0","8536 50 05"]
[2031,"PNP-1Y/18           ","Puszka instalacyjna do serii IMPRESJA pojedyncza",11.17,1,"szt","PLN","23%","",10,null,null,null,null,"5907577441760",null,null,"IMPRESJA",null,null,"",null,10,null,"https://www.ospel.pl/sites/all/pliki/import/image/podtynk/impresja/modul/srebro/pnp-1y_18.jpg","https://www.ospel.pl/sites/all/pliki/import/image/rysunki/impresja/puszka_1.jpg",null,"Wysokość 32mm","","",null,null,null,"SREBRO",null,"0,0435 kg","84 mm","84 mm","",null,null,"2024-02-19",null,"","https://www.ospel.pl/sites/all/pliki/import/image/podtynk/impresja/modul/srebro/pnp-1y_18.jpg","27.33.13.0","8536 90 01"]
[2039,"PNP-2Y/23           ","Puszka instalacyjna do serii IMPRESJA podwójna",14.62,1,"szt","PLN","23%","",6,null,null,null,null,"5907577441814",null,null,"IMPRESJA",null,null,"",null,6,null,"https://www.ospel.pl/sites/all/pliki/import/image/podtynk/impresja/modul/tytan/pnp-2y_23.jpg","https://www.ospel.pl/sites/all/pliki/import/image/rysunki/impresja/puszka_2.jpg",null,"Wysokość 32mm","","",null,null,null,"TYTAN",null,"0,0775 kg","84 mm","155 mm","",null,null,"2024-02-19",null,"","https://www.ospel.pl/sites/all/pliki/import/image/podtynk/impresja/modul/tytan/pnp-2y_23.jpg","27.33.13.0","8536 90 01"]
[2044,"PNP-3Y/00           ","Puszka instalacyjna do serii IMPRESJA potrójna",15.49,1,"szt","PLN","23%","",4,null,null,null,null,"5907577441852",null,null,"IMPRESJA",null,null,"",null,4,null,"https://www.ospel.pl/sites/all/pliki/import/image/podtynk/impresja/modul/biala/pnp-3y_00.jpg","https://www.ospel.pl/sites/all/pliki/import/image/rysunki/impresja/puszka_3.jpg",null,"Wysokość 32mm","","",null,null,null,"BIAŁY",null,"0,11 kg","84 mm","226 mm","",null,null,"2024-02-19",null,"","https://www.ospel.pl/sites/all/pliki/import/image/podtynk/impresja/modul/biala/pnp-3y_00.jpg","27.33.13.0","8536 90 01"]
[2052,"PNP-4Y/18           ","Puszka instalacyjna do serii IMPRESJA poczwórna",21.59,1,"szt","PLN","23%","",4,null,null,null,null,"5907577442057",null,null,"IMPRESJA",null,null,"",null,4,null,"https://www.ospel.pl/sites/all/pliki/import/image/podtynk/impresja/modul/srebro/pnp-4y_18.jpg","https://www.ospel.pl/sites/all/pliki/import/image/rysunki/impresja/puszka_4.jpg",null,"Wysokość 32mm","","",null,null,null,"SREBRO",null,"0,14 kg","84 mm","297 mm","",null,null,"2024-02-19",null,"","https://www.ospel.pl/sites/all/pliki/import/image/podtynk/impresja/modul/srebro/pnp-4y_18.jpg","27.33.13.0","8536 90 01"]
[2060,"PNP-5Y/23           ","Puszka instalacyjna do serii IMPRESJA pięciokrotna",24.43,1,"szt","PLN","23%","",3,null,null,null,null,"5907577442040",null,null,"IMPRESJA",null,null,"",null,3,null,"https://www.ospel.pl/sites/all/pliki/import/image/podtynk/impresja/modul/tytan/pnp-5y_23.jpg","https://www.ospel.pl/sites/all/pliki/import/image/rysunki/impresja/puszka_5.jpg",null,"Wysokość 32mm","","",null,null,null,"TYTAN",null,"0,166 kg","84 mm","368 mm","",null,null,"2024-02-19",null,"","https://www.ospel.pl/sites/all/pliki/import/image/podtynk/impresja/modul/tytan/pnp-5y_23.jpg","27.33.13.0","8536 90 01"]
[2065,"R-1Y/00             ","Ramka pojedyncza ",5.27,1,"szt","PLN","23%","",10,null,null,null,null,"5907577437817",null,null,"IMPRESJA",null,null,"",null,10,null,"https://www.ospel.pl/sites/all/pliki/import/image/podtynk/impresja/modul/biala/r-1y_00.jpg","https://www.ospel.pl/sites/all/pliki/import/image/rysunki/impresja/ramka_1.jpg",null,"Tworzywo ABS","","",null,null,null,"BIAŁY",null,"0,016 kg","84 mm","84 mm","",null,null,"2024-02-19",null,"","https://www.ospel.pl/sites/all/pliki/import/image/podtynk/impresja/modul/biala/r-1y_00.jpg","27.33.13.0","8536 90 01"]
[2073,"R-1YAC/63/25        ","Ramka pojedyncza ",77.631100000000004,1,"szt","PLN","23%","",5,null,null,null,null,"5907577477998",null,null,"IMPRESJA",null,null,"",null,5,null,"https://www.ospel.pl/sites/all/pliki/import/image/podtynk/impresja/modul/ramki/r-1yac_63_25.jpg","",null,"Aluminium+PC grubość 4mm","","",null,null,null,"SZCZOTKOWANA SATYNA",null,"0,077 kg","92 mm","92 mm","",null,null,"2024-02-19",null,"","https://www.ospel.pl/sites/all/pliki/import/image/podtynk/impresja/modul/ramki/r-1yac_63_25.jpg","27.33.13.0","8536 90 01"]
[2081,"R-2Y/18             ","Ramka podwójna ",10.41,1,"szt","PLN","23%","",10,null,null,null,null,"5907577440022",null,null,"IMPRESJA",null,null,"",null,10,null,"https://www.ospel.pl/sites/all/pliki/import/image/podtynk/impresja/modul/srebro/r-2y_18.jpg","https://www.ospel.pl/sites/all/pliki/import/image/rysunki/impresja/ramka_2.jpg",null,"Tworzywo ABS","","",null,null,null,"SREBRO",null,"0,0305 kg","84 mm","155 mm","",null,null,"2024-02-19",null,"","https://www.ospel.pl/sites/all/pliki/import/image/podtynk/impresja/modul/srebro/r-2y_18.jpg","27.33.13.0","8536 90 01"]
[2086,"R-2Y/50             ","Ramka podwójna ",10.41,1,"szt","PLN","23%","",10,null,null,null,null,"5907577461966",null,null,"IMPRESJA",null,null,"",null,10,null,"https://www.ospel.pl/sites/all/pliki/import/image/podtynk/impresja/modul/antracyt/r-2y_50.jpg","",null,"Tworzywo ABS","","",null,null,null,"ANTRACYT",null,"0,0305 kg","84 mm","155 mm","",null,null,"2024-02-19",null,"","https://www.ospel.pl/sites/all/pliki/import/image/podtynk/impresja/modul/antracyt/r-2y_50.jpg","27.33.13.0","8536 90 01"]
[2094,"R-2YGC/61/25        ","Ramka podwójna ",112.8056,1,"szt","PLN","23%","",5,null,null,null,null,"5907577478131",null,null,"IMPRESJA",null,null,"",null,5,null,"https://www.ospel.pl/sites/all/pliki/import/image/podtynk/impresja/modul/ramki/r-2ygc_61_25.jpg","",null,"Szkło+PC grubość 4mm","","",null,null,null,"ŚLIWKA SZKŁO",null,"0,113 kg","92 mm","163 mm","",null,null,"2024-02-19",null,"","https://www.ospel.pl/sites/all/pliki/import/image/podtynk/impresja/modul/ramki/r-2ygc_61_25.jpg","27.33.13.0","8536 90 01"]
[2099,"R-3Y/28             ","Ramka potrójna ",13.76,1,"szt","PLN","23%","",10,null,null,null,null,"5907577440589",null,null,"IMPRESJA",null,null,"",null,10,null,"https://www.ospel.pl/sites/all/pliki/import/image/podtynk/impresja/modul/zloto/r-3y_28.jpg","https://www.ospel.pl/sites/all/pliki/import/image/rysunki/impresja/ramka_3.jpg",null,"Tworzywo ABS","","",null,null,null,"ZŁOTY METALIK",null,"0,0385 kg","84 mm","226 mm","",null,null,"2024-02-19",null,"","https://www.ospel.pl/sites/all/pliki/import/image/podtynk/impresja/modul/zloto/r-3y_28.jpg","27.33.13.0","8536 90 01"]
[2107,"R-3YGC/41/25        ","Ramka potrójna ",163.24470000000002,1,"szt","PLN","23%","",5,null,null,null,null,"5907577478193",null,null,"IMPRESJA",null,null,"",null,5,null,"https://www.ospel.pl/sites/all/pliki/import/image/podtynk/impresja/modul/ramki/r-3ygc_41_25.jpg","",null,"Szkło+PC grubość 4mm","","",null,null,null,"SZARE SZKŁO",null,"0,134 kg","92 mm","234 mm","",null,null,"2024-02-19",null,"","https://www.ospel.pl/sites/all/pliki/import/image/podtynk/impresja/modul/ramki/r-3ygc_41_25.jpg","27.33.13.0","8536 90 01"]
[2115,"R-4Y/33             ","Ramka poczwórna ",17.23,1,"szt","PLN","23%","",10,null,null,null,null,"5906729010892",null,null,"IMPRESJA",null,null,"",null,10,null,"https://www.ospel.pl/sites/all/pliki/import/image/podtynk/impresja/modul/czarna/r-4y_33.jpg","",null,"Tworzywo ABS","","",null,null,null,"CZARNY METALIK",null,"0,0525 kg","84 mm","297 mm","",null,null,"2024-02-19",null,"","https://www.ospel.pl/sites/all/pliki/import/image/podtynk/impresja/modul/czarna/r-4y_33.jpg","27.33.13.0","8536 90 01"]
[2120,"R-4YGC/31/00        ","Ramka poczwórna ",194.25,1,"szt","PLN","23%","",5,null,null,null,null,"5907577478254",null,null,"IMPRESJA",null,null,"",null,5,null,"https://www.ospel.pl/sites/all/pliki/import/image/podtynk/impresja/modul/ramki/r-4ygc_31_00.jpg","",null,"Szkło+PC grubość 4mm","","",null,null,null,"BIAŁE SZKŁO",null,"0,202 kg","92 mm","305 mm","",null,null,"2024-02-19",null,"","https://www.ospel.pl/sites/all/pliki/import/image/podtynk/impresja/modul/ramki/r-4ygc_31_00.jpg","27.33.13.0","8536 90 01"]
[2128,"R-5Y/27             ","Ramka pięciokrotna ",19.28,1,"szt","PLN","23%","",10,null,null,null,null,"5907577438036",null,null,"IMPRESJA",null,null,"",null,10,null,"https://www.ospel.pl/sites/all/pliki/import/image/podtynk/impresja/modul/ecru/r-5y_27.jpg","https://www.ospel.pl/sites/all/pliki/import/image/rysunki/impresja/ramka_5.jpg",null,"Tworzywo ABS","","",null,null,null,"ECRU",null,"0,065 kg","84 mm","368 mm","",null,null,"2024-02-19",null,"","https://www.ospel.pl/sites/all/pliki/import/image/podtynk/impresja/modul/ecru/r-5y_27.jpg","27.33.13.0","8536 90 01"]
[2136,"R-5YGC/32/25        ","Ramka pięciokrotna ",215.65,1,"szt","PLN","23%","",5,null,null,null,null,"5906729015859",null,null,"IMPRESJA",null,null,"",null,5,null,"https://www.ospel.pl/sites/all/pliki/import/image/podtynk/impresja/modul/ramki/r-5ygc_32_25.jpg","",null,"Szkło+PC grubość 4mm","","",null,null,null,"CZARNE SZKŁO",null,"","92 mm","376 mm","",null,null,"2024-02-19",null,"","https://www.ospel.pl/sites/all/pliki/import/image/podtynk/impresja/modul/ramki/r-5ygc_32_25.jpg","27.33.13.0","8536 90 01"]
[2141,"RH-1Y/27            ","Ramka pojedyncza do łączników IP-44 ",5.54,1,"szt","PLN","23%","",10,null,null,null,null,"5907577441272",null,null,"IMPRESJA",null,null,"",null,10,null,"https://www.ospel.pl/sites/all/pliki/import/image/podtynk/impresja/modul/ecru/rh-1y_27.jpg","https://www.ospel.pl/sites/all/pliki/import/image/rysunki/impresja/ramka_1.jpg",null,"Tworzywo ABS","","",null,null,null,"ECRU",null,"0,016 kg","84 mm","84 mm","",null,null,"2024-02-19",null,"","https://www.ospel.pl/sites/all/pliki/import/image/podtynk/impresja/modul/ecru/rh-1y_27.jpg","27.33.13.0","8536 90 01"]
[2149,"RH-2Y/28            ","Ramka podwójna do łączników IP-44 ",11.06,1,"szt","PLN","23%","",10,null,null,null,null,"5907577441623",null,null,"IMPRESJA",null,null,"",null,10,null,"https://www.ospel.pl/sites/all/pliki/import/image/podtynk/impresja/modul/zloto/rh-2y_28.jpg","https://www.ospel.pl/sites/all/pliki/import/image/rysunki/impresja/ramka_2.jpg",null,"Tworzywo ABS","","",null,null,null,"ZŁOTY METALIK",null,"0,0305 kg","84 mm","155 mm","",null,null,"2024-02-19",null,"","https://www.ospel.pl/sites/all/pliki/import/image/podtynk/impresja/modul/zloto/rh-2y_28.jpg","27.33.13.0","8536 90 01"]
[2154,"RH-3Y/23            ","Ramka potrójna do łączników IP-44 ",14.91,1,"szt","PLN","23%","",10,null,null,null,null,"5907577441555",null,null,"IMPRESJA",null,null,"",null,10,null,"https://www.ospel.pl/sites/all/pliki/import/image/podtynk/impresja/modul/tytan/rh-3y_23.jpg","https://www.ospel.pl/sites/all/pliki/import/image/rysunki/impresja/ramka_3.jpg",null,"Tworzywo ABS","","",null,null,null,"TYTAN",null,"0,0385 kg","84 mm","226 mm","",null,null,"2024-02-19",null,"","https://www.ospel.pl/sites/all/pliki/import/image/podtynk/impresja/modul/tytan/rh-3y_23.jpg","27.33.13.0","8536 90 01"]
[2162,"RH-4Y/27            ","Ramka poczwórna do łączników IP-44 ",15.83,1,"szt","PLN","23%","",10,null,null,null,null,"5907577441517",null,null,"IMPRESJA",null,null,"",null,10,null,"https://www.ospel.pl/sites/all/pliki/import/image/podtynk/impresja/modul/ecru/rh-4y_27.jpg","https://www.ospel.pl/sites/all/pliki/import/image/rysunki/impresja/ramka_4.jpg",null,"Tworzywo ABS","","",null,null,null,"ECRU",null,"0,0525 kg","84 mm","297 mm","",null,null,"2024-02-19",null,"","https://www.ospel.pl/sites/all/pliki/import/image/podtynk/impresja/modul/ecru/rh-4y_27.jpg","27.33.13.0","8536 90 01"]
[2170,"RH-5Y/28            ","Ramka pięciokrotna do łączników IP-44 ",22.11,1,"szt","PLN","23%","",10,null,null,null,null,"5907577441654",null,null,"IMPRESJA",null,null,"",null,10,null,"https://www.ospel.pl/sites/all/pliki/import/image/podtynk/impresja/modul/zloto/rh-5y_28.jpg","https://www.ospel.pl/sites/all/pliki/import/image/rysunki/impresja/ramka_5.jpg",null,"Tworzywo ABS","","",null,null,null,"ZŁOTY METALIK",null,"0,065 kg","84 mm","368 mm","",null,null,"2024-02-19",null,"","https://www.ospel.pl/sites/all/pliki/import/image/podtynk/impresja/modul/zloto/rh-5y_28.jpg","27.33.13.0","8536 90 01"]
[2175,"RTP-1Y/m/23         ","Regulator temperatury z czujnikiem podpodłogowym",436.65,1,"szt","PLN","23%","",5,null,null,null,null,"5907577439293",null,null,"IMPRESJA",null,null,"",null,5,null,"https://www.ospel.pl/sites/all/pliki/import/image/podtynk/impresja/modul/tytan/rtp-1y_m_23.jpg","https://www.ospel.pl/sites/all/pliki/import/image/rysunki/impresja/regulator_temperatury.jpg",null,"zaciski gwintowe","","Tylko na zamówienie",null,null,null,"TYTAN",null,"0,21 kg","71 mm","71 mm","28 mm",null,null,"2024-02-19",null,"https://www.ospel.pl/sites/all/pliki/import/image/schematy/regulator_temperatury.jpg","https://www.ospel.pl/sites/all/pliki/import/image/podtynk/impresja/modul/tytan/rtp-1y_m_23.jpg","27.33.13.0","8536 50 05"]
[2183,"RTP-1YN/m/27        ","Regulator temperatury z czujnikiem napowietrznym",223.21130000000002,1,"szt","PLN","23%","",5,null,null,null,null,"5907577459048",null,null,"IMPRESJA",null,null,"",null,5,null,"https://www.ospel.pl/sites/all/pliki/import/image/podtynk/impresja/modul/ecru/rtp-1y_m_27.jpg","",null,"zaciski gwintowe","","Tylko na zamówienie",null,null,null,"ECRU",null,"0,1025 kg","71 mm","71 mm","28 mm",null,null,"2024-02-19",null,"","https://www.ospel.pl/sites/all/pliki/import/image/podtynk/impresja/modul/ecru/rtp-1y_m_27.jpg","27.33.13.0","8536 50 05"]
[2188,"Z-1Y/m/18           ","Zaślepka ",12.65,1,"szt","PLN","23%","",10,null,null,null,null,"5907577440060",null,null,"IMPRESJA",null,null,"",null,10,null,"https://www.ospel.pl/sites/all/pliki/import/image/podtynk/impresja/modul/srebro/z-1y_m_18.jpg","https://www.ospel.pl/sites/all/pliki/import/image/rysunki/impresja/zaslepka.jpg",null,"Montaż do puszek fi 60","","",null,null,null,"SREBRO",null,"0,0445 kg","71 mm","71 mm","20 mm",null,null,"2024-02-19",null,"","https://www.ospel.pl/sites/all/pliki/import/image/podtynk/impresja/modul/srebro/z-1y_m_18.jpg","27.12.23.0","8536 90 01"]
[2196,"GW-2KFZ/00          ","Gniazdo podwójne z uziemieniem ",33.25,1,"szt","PLN","23%","",16,null,null,null,null,"5907577404994",null,null,"KAPPA",null,null,"",null,16,null,"https://www.ospel.pl/sites/all/pliki/import/image/natynk/kappa/gw-2kfz.jpg","",null,"16A/250~, IP-20, zaciski gwintowe","","",null,null,null,"BIAŁY",null,"","105 mm","65 mm","",null,null,"2024-02-19",null,"","https://www.ospel.pl/sites/all/pliki/import/image/natynk/kappa/gw-2kfz.jpg","27.33.13.0","8536 69 90"]
[2204,"GG-1S/m/42          ","Gniazdo głośnikowe pojedyncze ",36,1,"szt","PLN","23%","",5,null,null,null,null,"5907577457068",null,null,"KARO",null,null,"",null,5,null,"https://www.ospel.pl/sites/all/pliki/import/image/podtynk/karo/ecru_perla/gg-1s_m_42.jpg","",null,"Przyłączalność przewodów 0,75mm2","","",null,null,null,"ECRU PERŁOWY",null,"0,05 kg","71 mm","71 mm","22 mm",null,null,"2024-02-19",null,"","https://www.ospel.pl/sites/all/pliki/import/image/podtynk/karo/ecru_perla/gg-1s_m_42.jpg","26.40.52.0","8517 18 00"]
[2209,"GG-2S/m/43          ","Gniazdo głośnikowe podwójne ",45.84,1,"szt","PLN","23%","",5,null,null,null,null,"5907577457792",null,null,"KARO",null,null,"",null,5,null,"https://www.ospel.pl/sites/all/pliki/import/image/podtynk/karo/srebro_perla/gg-2s_m_43.jpg","",null,"Przyłączalność przewodów 0,75mm2","","",null,null,null,"SREBRNY PERŁOWY",null,"0,053 kg","71 mm","71 mm","22 mm",null,null,"2024-02-19",null,"","https://www.ospel.pl/sites/all/pliki/import/image/podtynk/karo/srebro_perla/gg-2s_m_43.jpg","26.40.52.0","8517 18 00"]
[2217,"GP-1S/m/43          ","Gniazdo pojedyncze ",20,1,"szt","PLN","23%","",5,null,null,null,null,"5907577457433",null,null,"KARO",null,null,"",null,5,null,"https://www.ospel.pl/sites/all/pliki/import/image/podtynk/karo/srebro_perla/gp-1s_m_43.jpg","",null,"16A/250~, IP-20, zaciski gwintowe","","",null,null,null,"SREBRNY PERŁOWY",null,"0,065 kg","71 mm","71 mm","26 mm",null,null,"2024-02-19",null,"","https://www.ospel.pl/sites/all/pliki/import/image/podtynk/karo/srebro_perla/gp-1s_m_43.jpg","27.33.13.0","8536 69 90"]
[2225,"GP-1SS/m/43         ","Gniazdo pojedyncze z uziemieniem schuko ",25.03,1,"szt","PLN","23%","",5,null,null,null,null,"5907577457471",null,null,"KARO",null,null,"",null,5,null,"https://www.ospel.pl/sites/all/pliki/import/image/podtynk/karo/srebro_perla/gp-1ss_m_43.jpg","",null,"16A/250~, IP-20, zaciski gwintowe","","",null,null,null,"SREBRNY PERŁOWY",null,"0,072 kg","71 mm","71 mm","29 mm",null,null,"2024-02-19",null,"","https://www.ospel.pl/sites/all/pliki/import/image/podtynk/karo/srebro_perla/gp-1ss_m_43.jpg","27.33.13.0","8536 69 90"]
[2230,"GP-1SZ/m/00         ","Gniazdo pojedyncze z uziemieniem ",14.96,1,"szt","PLN","23%","",10,null,null,null,null,"5907577454005",null,null,"KARO",null,null,"",null,10,null,"https://www.ospel.pl/sites/all/pliki/import/image/podtynk/karo/biel/gp-1sz_m_00.jpg","",null,"16A/250~, IP-20, zaciski gwintowe","","",null,null,null,"BIAŁY",null,"0,072 kg","71 mm","71 mm","26 mm",null,null,"2024-02-19",null,"","https://www.ospel.pl/sites/all/pliki/import/image/podtynk/karo/biel/gp-1sz_m_00.jpg","27.33.13.0","8536 69 90"]
[2238,"GP-1SZP/m/40        ","Gniazdo pojedyncze z uziemieniem z przesłonami torów prądowych",23.93,1,"szt","PLN","23%","",5,null,null,null,null,"5907577456023",null,null,"KARO",null,null,"",null,5,null,"https://www.ospel.pl/sites/all/pliki/import/image/podtynk/karo/czek_metalik/gp-1szp_m_40.jpg","",null,"16A/250~, IP-20, zaciski gwintowe","","",null,null,null,"CZEKOLADOWY METALIK",null,"0,073 kg","71 mm","71 mm","26 mm",null,null,"2024-02-19",null,"","https://www.ospel.pl/sites/all/pliki/import/image/podtynk/karo/czek_metalik/gp-1szp_m_40.jpg","27.33.13.0","8536 69 90"]
[2243,"GP-1SZPUSB/m/42     ","Gniazdo pojedyncze z uziemieniem z przesłonami torów prądowych, z ładowarką USB",110.81,1,"szt","PLN","23%","",5,null,null,null,null,"5907577497590",null,null,"KARO",null,null,"",null,5,null,"https://www.ospel.pl/sites/all/pliki/import/image/podtynk/karo/ecru_perla/gp-1szpusb_m_42.jpg","",null,"16A/230~,USB 5V/2,1A, IP-20, zac.bezgw.","","",null,null,null,"ECRU PERŁOWY",null,"0,104 kg","73 mm","73 mm","35 mm",null,null,"2024-02-19",null,"","https://www.ospel.pl/sites/all/pliki/import/image/podtynk/karo/ecru_perla/gp-1szpusb_m_42.jpg","27.33.13.0","8536 69 90"]
[2251,"GP-2SC/42           ","Gniazdo podwójne z uziemieniem z funkcją niezamienności faz, kompletne z ramką",27.74,1,"szt","PLN","23%","",5,null,null,null,null,"5907577456924",null,null,"KARO",null,null,"",null,5,null,"https://www.ospel.pl/sites/all/pliki/import/image/podtynk/karo/ecru_perla/gp-2sc_42.jpg","",null,"16A/250~, IP-20, zaciski gwintowe","","",null,null,null,"ECRU PERŁOWY",null,"0,085 kg","88 mm","82 mm","22 mm",null,null,"2024-02-19",null,"","https://www.ospel.pl/sites/all/pliki/import/image/podtynk/karo/ecru_perla/gp-2sc_42.jpg","27.33.13.0","8536 69 90"]
[2259,"GP-2SR/m/42         ","Gniazdo podwójne moduł bez ramki",20.99,1,"szt","PLN","23%","",5,null,null,null,null,"5907577456856",null,null,"KARO",null,null,"",null,5,null,"https://www.ospel.pl/sites/all/pliki/import/image/podtynk/karo/ecru_perla/gp-2sr_m_42.jpg","",null,"16A/250~, IP-20, zaciski gwintowe","","",null,null,null,"ECRU PERŁOWY",null,"0,072 kg","71 mm","71 mm","21 mm",null,null,"2024-02-19",null,"","https://www.ospel.pl/sites/all/pliki/import/image/podtynk/karo/ecru_perla/gp-2sr_m_42.jpg","27.33.13.0","8536 69 90"]
[2264,"GP-2SRP/m/43        ","Gniazdo podwójne z przesłonami torów prądowych, moduł bez ramki",22.09,1,"szt","PLN","23%","",5,null,null,null,null,"5907577457587",null,null,"KARO",null,null,"",null,5,null,"https://www.ospel.pl/sites/all/pliki/import/image/podtynk/karo/srebro_perla/gp-2srp_m_43.jpg","",null,"16A/250~, IP-20, zaciski gwintowe","","",null,null,null,"SREBRNY PERŁOWY",null,"0,073 kg","71 mm","71 mm","21 mm",null,null,"2024-02-19",null,"","https://www.ospel.pl/sites/all/pliki/import/image/podtynk/karo/srebro_perla/gp-2srp_m_43.jpg","27.33.13.0","8536 69 90"]
[2272,"GP-2SRZP/m/43       ","Gniazdo podwójne z uziemieniem z przesłonami torów prądowych, moduł bez ramki",25.41,1,"szt","PLN","23%","",5,null,null,null,null,"5907577457600",null,null,"KARO",null,null,"",null,5,null,"https://www.ospel.pl/sites/all/pliki/import/image/podtynk/karo/srebro_perla/gp-2srzp_m_43.jpg","",null,"16A/250~, IP-20, zaciski gwintowe","","",null,null,null,"SREBRNY PERŁOWY",null,"0,084 kg","71 mm","71 mm","21 mm",null,null,"2024-02-19",null,"","https://www.ospel.pl/sites/all/pliki/import/image/podtynk/karo/srebro_perla/gp-2srzp_m_43.jpg","27.33.13.0","8536 69 90"]
[2284,"GP-2SZ/43           ","Gniazdo podwójne z uziemieniem kompletne z ramką",27.74,1,"szt","PLN","23%","",5,null,null,null,null,"5907577457556",null,null,"KARO",null,null,"",null,5,null,"https://www.ospel.pl/sites/all/pliki/import/image/podtynk/karo/srebro_perla/gp-2sz_43.jpg","",null,"16A/250~, IP-20, zaciski gwintowe","","",null,null,null,"SREBRNY PERŁOWY",null,"0,092 kg","71 mm","71 mm","27 mm",null,null,"2024-02-19",null,"","https://www.ospel.pl/sites/all/pliki/import/image/podtynk/karo/srebro_perla/gp-2sz_43.jpg","27.33.13.0","8536 69 90"]
[2285,"GP-2SZP/00          ","Gniazdo podwójne z uziemieniem z przesłonami torów prądowych, kompletne z ramką",21.35,1,"szt","PLN","23%","",10,null,null,null,null,"5907577454296",null,null,"KARO",null,null,"",null,10,null,"https://www.ospel.pl/sites/all/pliki/import/image/podtynk/karo/biel/gp-2szp_00.jpg","",null,"16A/250~, IP-20, zaciski gwintowe","","",null,null,null,"BIAŁY",null,"0,093 kg","71 mm","71 mm","27 mm",null,null,"2024-02-19",null,"","https://www.ospel.pl/sites/all/pliki/import/image/podtynk/karo/biel/gp-2szp_00.jpg","27.33.13.0","8536 69 90"]
[2293,"GPA-10SP/m/00       ","Gniazdo RTV przelotowe 10-dB ",55.68,1,"szt","PLN","23%","",10,null,null,null,null,"5907577454470",null,null,"KARO",null,null,"",null,10,null,"https://www.ospel.pl/sites/all/pliki/import/image/podtynk/karo/biel/gpa-sk_m_00.jpg","",null,"Współczynnik tłumienia 10dB","","",null,null,null,"BIAŁY",null,"0,103 kg","71 mm","71 mm","24 mm",null,null,"2024-02-19",null,"","https://www.ospel.pl/sites/all/pliki/import/image/podtynk/karo/biel/gpa-sk_m_00.jpg","26.40.52.0","8517 18 00"]
[2305,"GPA-16SP/m/00       ","Gniazdo RTV przelotowe 16-dB ",55.68,1,"szt","PLN","23%","",10,null,null,null,null,"5907577454517",null,null,"KARO",null,null,"",null,10,null,"https://www.ospel.pl/sites/all/pliki/import/image/podtynk/karo/biel/gpa-sk_m_00.jpg","",null,"Współczynnik tłumienia 16dB","","",null,null,null,"BIAŁY",null,"0,103 kg","71 mm","71 mm","24 mm",null,null,"2024-02-19",null,"","https://www.ospel.pl/sites/all/pliki/import/image/podtynk/karo/biel/gpa-sk_m_00.jpg","26.40.52.0","8517 18 00"]
[2306,"GPA-16SP/m/40       ","Gniazdo RTV przelotowe 16-dB ",62.04,1,"szt","PLN","23%","",5,null,null,null,null,"5907577456238",null,null,"KARO",null,null,"",null,5,null,"https://www.ospel.pl/sites/all/pliki/import/image/podtynk/karo/czek_metalik/gpa-sk_m_40.jpg","",null,"Współczynnik tłumienia 16dB","","",null,null,null,"CZEKOLADOWY METALIK",null,"0,103 kg","71 mm","71 mm","24 mm",null,null,"2024-02-19",null,"","https://www.ospel.pl/sites/all/pliki/import/image/podtynk/karo/czek_metalik/gpa-sk_m_40.jpg","26.40.52.0","8517 18 00"]
[2314,"GPA-2SF/m/40        ","Gniazdo antenowe typu F podwójne ",31.84,1,"szt","PLN","23%","",5,null,null,null,null,"5907577456306",null,null,"KARO",null,null,"",null,5,null,"https://www.ospel.pl/sites/all/pliki/import/image/podtynk/karo/czek_metalik/gpa-2sf_m_40.jpg","",null,"Złącze typu F","","",null,null,null,"CZEKOLADOWY METALIK",null,"0,071 kg","71 mm","71 mm","24 mm",null,null,"2024-02-19",null,"","https://www.ospel.pl/sites/all/pliki/import/image/podtynk/karo/czek_metalik/gpa-2sf_m_40.jpg","26.40.52.0","8517 18 00"]
[2326,"GPA-SK/m/40         ","Gniazdo RTV końcowe ",52.55,1,"szt","PLN","23%","",5,null,null,null,null,"5907577456252",null,null,"KARO",null,null,"",null,5,null,"https://www.ospel.pl/sites/all/pliki/import/image/podtynk/karo/czek_metalik/gpa-sk_m_40.jpg","",null,"Współczynnik tłumienia 2,5-3dB","","",null,null,null,"CZEKOLADOWY METALIK",null,"0,103 kg","71 mm","71 mm","24 mm",null,null,"2024-02-19",null,"","https://www.ospel.pl/sites/all/pliki/import/image/podtynk/karo/czek_metalik/gpa-sk_m_40.jpg","26.40.52.0","8517 18 00"]
[2327,"GPA-SK/m/42         ","Gniazdo RTV końcowe ",52.55,1,"szt","PLN","23%","",5,null,null,null,null,"5907577456979",null,null,"KARO",null,null,"",null,5,null,"https://www.ospel.pl/sites/all/pliki/import/image/podtynk/karo/ecru_perla/gpa-sk_m_42.jpg","",null,"Współczynnik tłumienia 2,5-3dB","","",null,null,null,"ECRU PERŁOWY",null,"0,103 kg","71 mm","71 mm","24 mm",null,null,"2024-02-19",null,"","https://www.ospel.pl/sites/all/pliki/import/image/podtynk/karo/ecru_perla/gpa-sk_m_42.jpg","26.40.52.0","8517 18 00"]
[2339,"GPE-1S/m/42         ","Gniazdo ekwipotencjalne pojedyncze ",82.54,1,"szt","PLN","23%","",5,null,null,null,null,"5907577460907",null,null,"KARO",null,null,"",null,5,null,"https://www.ospel.pl/sites/all/pliki/import/image/podtynk/karo/ecru_perla/gpe-1s_m_42.jpg","",null,"","","",null,null,null,"ECRU PERŁOWY",null,"0,049 kg","71 mm","71 mm","22 mm",null,null,"2024-02-19",null,"","https://www.ospel.pl/sites/all/pliki/import/image/podtynk/karo/ecru_perla/gpe-1s_m_42.jpg","27.33.13.0","8536 90 10"]
[2347,"GPH-1SS/m/40/d      ","Gniazdo bryzgoszczelne z uziemieniem schuko IP-44 wieczko przezroczyste",29.09,1,"szt","PLN","23%","",5,null,null,null,null,"5907577456078",null,null,"KARO",null,null,"",null,5,null,"https://www.ospel.pl/sites/all/pliki/import/image/podtynk/karo/czek_metalik/gph-1ss_m_40_d.jpg","",null,"16A/250~, IP-44, zaciski gwintowe","","",null,null,null,"CZEKOLADOWY METALIK",null,"0,085 kg","71 mm","71 mm","25 mm",null,null,"2024-02-19",null,"","https://www.ospel.pl/sites/all/pliki/import/image/podtynk/karo/czek_metalik/gph-1ss_m_40_d.jpg","27.33.13.0","8536 69 90"]
[2348,"GPH-1SS/m/42/d      ","Gniazdo bryzgoszczelne z uziemieniem schuko IP-44 wieczko przezroczyste",29.09,1,"szt","PLN","23%","",5,null,null,null,null,"5907577456795",null,null,"KARO",null,null,"",null,5,null,"https://www.ospel.pl/sites/all/pliki/import/image/podtynk/karo/ecru_perla/gph-1ss_m_42_d.jpg","",null,"16A/250~, IP-44, zaciski gwintowe","","",null,null,null,"ECRU PERŁOWY",null,"0,085 kg","71 mm","71 mm","25 mm",null,null,"2024-02-19",null,"","https://www.ospel.pl/sites/all/pliki/import/image/podtynk/karo/ecru_perla/gph-1ss_m_42_d.jpg","27.33.13.0","8536 69 90"]
[2360,"GPH-1SZP/m/00/d     ","Gniazdo bryzgoszczelne z uziemieniem IP-44 z przesłonami torów prądowych wieczko przezroczyste",23.93,1,"szt","PLN","23%","",10,null,null,null,null,"5907577454135",null,null,"KARO",null,null,"",null,10,null,"https://www.ospel.pl/sites/all/pliki/import/image/podtynk/karo/biel/gph-1szp_m_00_d.jpg","",null,"16A/250~, IP-44, zaciski gwintowe","","",null,null,null,"BIAŁY",null,"0,085 kg","71 mm","71 mm","25 mm",null,null,"2024-02-19",null,"","https://www.ospel.pl/sites/all/pliki/import/image/podtynk/karo/biel/gph-1szp_m_00_d.jpg","27.33.13.0","8536 69 90"]
[2368,"GPK-1S/K/m/43       ","Gniazdo komputerowe pojedyncze, kat. 5e MMC",54.41,1,"szt","PLN","23%","",5,null,null,null,null,"5907577458782",null,null,"KARO",null,null,"",null,5,null,"https://www.ospel.pl/sites/all/pliki/import/image/podtynk/karo/srebro_perla/gpk-1s_k_m_43.jpg","",null,"Złącze IDC","","",null,null,null,"SREBRNY PERŁOWY",null,"0,059 kg","71 mm","71 mm","22 mm",null,null,"2024-02-19",null,"","https://www.ospel.pl/sites/all/pliki/import/image/podtynk/karo/srebro_perla/gpk-1s_k_m_43.jpg","26.30.30.0","8517 18 00"]
[2369,"GPK-1S/p/00         ","Obudowa gniazda pojedynczego typu Keystone prosta",10.55,1,"szt","PLN","23%","",10,null,null,null,null,"5907577458096",null,null,"KARO",null,null,"",null,10,null,"https://www.ospel.pl/sites/all/pliki/import/image/podtynk/karo/biel/gpk-1s_p_00.jpg","",null,"","","",null,null,null,"BIAŁY",null,"0,053 kg","71 mm","71 mm","22 mm",null,null,"2024-02-19",null,"","https://www.ospel.pl/sites/all/pliki/import/image/podtynk/karo/biel/gpk-1s_p_00.jpg","26.30.30.0","8517 18 00"]
[2381,"GPPK-1S/m/00        ","Przyłącz kablowy ",22.71,1,"szt","PLN","23%","",10,null,null,null,null,"5907577477929",null,null,"KARO",null,null,"",null,10,null,"https://www.ospel.pl/sites/all/pliki/import/image/podtynk/karo/biel/gppk-1s_m_00.jpg","",null,"5x4mm2 zaciski gwintowe","","",null,null,null,"BIAŁY",null,"0,08 kg","71 mm","71 mm","23 mm",null,null,"2024-02-19",null,"","https://www.ospel.pl/sites/all/pliki/import/image/podtynk/karo/biel/gppk-1s_m_00.jpg","27.33.13.0","8536 90 10"]
[2389,"GPT-2SN/m/00        ","Gniazdo telefoniczne podwójne niezależne",44.288400000000003,1,"szt","PLN","23%","",10,null,null,null,null,"5907577454692",null,null,"KARO",null,null,"",null,10,null,"https://www.ospel.pl/sites/all/pliki/import/image/podtynk/karo/biel/gpt-2sn_m_00.jpg","",null,"Zaciski gwintowe","","",null,null,null,"BIAŁY",null,"0,056 kg","71 mm","71 mm","22 mm",null,null,"2024-02-19",null,"","https://www.ospel.pl/sites/all/pliki/import/image/podtynk/karo/biel/gpt-2sn_m_00.jpg","26.30.30.0","8517 18 00"]
[2394,"GPT-2SR/m/40        ","Gniazdo telefoniczne podwójne równoległe",48.776400000000002,1,"szt","PLN","23%","",5,null,null,null,null,"5907577456337",null,null,"KARO",null,null,"",null,5,null,"https://www.ospel.pl/sites/all/pliki/import/image/podtynk/karo/czek_metalik/gpt-2sn_m_40.jpg","",null,"Zaciski gwintowe","","",null,null,null,"CZEKOLADOWY METALIK",null,"0,054 kg","71 mm","71 mm","22 mm",null,null,"2024-02-19",null,"","https://www.ospel.pl/sites/all/pliki/import/image/podtynk/karo/czek_metalik/gpt-2sn_m_40.jpg","26.30.30.0","8517 18 00"]
[2402,"ŁP-11S/m/40         ","Łącznik dwubiegunowy ",25.65,1,"szt","PLN","23%","",5,null,null,null,null,"5907577455910",null,null,"KARO",null,null,"",null,5,null,"https://www.ospel.pl/sites/all/pliki/import/image/podtynk/karo/czek_metalik/lp-11s_m_40.jpg","",null,"10AX/250~, IP-20 zaciski gwintowe","","",null,null,null,"CZEKOLADOWY METALIK",null,"0,074 kg","71 mm","71 mm","25 mm",null,null,"2024-02-19",null,"https://www.ospel.pl/sites/all/pliki/import/image/schematy/lacznik_dwubiegunowy.jpg","https://www.ospel.pl/sites/all/pliki/import/image/podtynk/karo/czek_metalik/lp-11s_m_40.jpg","27.33.11.0","8536 50 07"]
[2410,"ŁP-12SS/m/40        ","Łącznik kontrolny z podświetleniem niebieskim",27.5,1,"szt","PLN","23%","",5,null,null,null,null,"5907577455934",null,null,"KARO",null,null,"",null,5,null,"https://www.ospel.pl/sites/all/pliki/import/image/podtynk/karo/czek_metalik/lp-1ss_m_40.jpg","",null,"10AX/250~, IP-20 zaciski gwintowe","","",null,null,null,"CZEKOLADOWY METALIK",null,"0,071 kg","71 mm","71 mm","25 mm",null,null,"2024-02-19",null,"","https://www.ospel.pl/sites/all/pliki/import/image/podtynk/karo/czek_metalik/lp-1ss_m_40.jpg","27.33.11.0","8536 50 07"]
[2415,"ŁP-13S/m/42         ","Łącznik potrójny ",36.700000000000003,1,"szt","PLN","23%","",5,null,null,null,null,"5907577458553",null,null,"KARO",null,null,"",null,5,null,"https://www.ospel.pl/sites/all/pliki/import/image/podtynk/karo/ecru_perla/lp-13s_m_42.jpg","",null,"10AX/250~, IP-20 zaciski gwintowe","","",null,null,null,"ECRU PERŁOWY",null,"0,076 kg","71 mm","71 mm","25 mm",null,null,"2024-02-19",null,"","https://www.ospel.pl/sites/all/pliki/import/image/podtynk/karo/ecru_perla/lp-13s_m_42.jpg","27.33.11.0","8536 50 07"]
[2423,"ŁP-15SS/m/42        ","Łącznik hotelowy z podświetleniem pomarańczowym",112.16,1,"szt","PLN","23%","",5,null,null,null,null,"5907577457082",null,null,"KARO",null,null,"",null,5,null,"https://www.ospel.pl/sites/all/pliki/import/image/podtynk/karo/ecru_perla/lp-15ss_m_42.jpg","",null,"16A230~, IP-20, zaciski gwintowe","","Tylko na zamówienie",null,null,null,"ECRU PERŁOWY",null,"0,101 kg","71 mm","71 mm","31 mm",null,null,"2024-02-19",null,"","https://www.ospel.pl/sites/all/pliki/import/image/podtynk/karo/ecru_perla/lp-15ss_m_42.jpg","27.33.11.0","8536 50 05"]
[2428,"ŁP-16S/m/43         ","Elektroniczny czujnik ruchu ",244.6662,1,"szt","PLN","23%","",5,null,null,null,null,"5907577457815",null,null,"KARO",null,null,"",null,5,null,"https://www.ospel.pl/sites/all/pliki/import/image/podtynk/karo/srebro_perla/lp-16s_m_43.jpg","",null,"Zasięg działania do 7 metrów","","Tylko na zamówienie",null,null,null,"SREBRNY PERŁOWY",null,"0,101 kg","71 mm","71 mm","31 mm",null,null,"2024-02-19",null,"","https://www.ospel.pl/sites/all/pliki/import/image/podtynk/karo/srebro_perla/lp-16s_m_43.jpg","27.33.11.0","8536 50 05"]
[2436,"ŁP-1S/m/43          ","Łącznik jednobiegunowy ",23.08,1,"szt","PLN","23%","",5,null,null,null,null,"5907577457211",null,null,"KARO",null,null,"",null,5,null,"https://www.ospel.pl/sites/all/pliki/import/image/podtynk/karo/srebro_perla/lp-1s_m_43.jpg","",null,"10AX/250~, IP-20 zaciski gwintowe","","",null,null,null,"SREBRNY PERŁOWY",null,"0,07 kg","71 mm","71 mm","25 mm",null,null,"2024-02-19",null,"","https://www.ospel.pl/sites/all/pliki/import/image/podtynk/karo/srebro_perla/lp-1s_m_43.jpg","27.33.11.0","8536 50 07"]
[2444,"ŁP-2S/m/43          ","Łącznik dwugrupowy świecznikowy ",26.5,1,"szt","PLN","23%","",5,null,null,null,null,"5907577457235",null,null,"KARO",null,null,"",null,5,null,"https://www.ospel.pl/sites/all/pliki/import/image/podtynk/karo/srebro_perla/lp-2s_m_43.jpg","",null,"10AX/250~, IP-20 zaciski gwintowe","","",null,null,null,"SREBRNY PERŁOWY",null,"0,073 kg","71 mm","71 mm","25 mm",null,null,"2024-02-19",null,"","https://www.ospel.pl/sites/all/pliki/import/image/podtynk/karo/srebro_perla/lp-2s_m_43.jpg","27.33.11.0","8536 50 07"]
[2449,"ŁP-3S/m/00          ","Łącznik schodowy ",18.29,1,"szt","PLN","23%","",10,null,null,null,null,"5907577453602",null,null,"KARO",null,null,"",null,10,null,"https://www.ospel.pl/sites/all/pliki/import/image/podtynk/karo/biel/lp-3s_m_00.jpg","",null,"10AX/250~, IP-20 zaciski gwintowe","","",null,null,null,"BIAŁY",null,"0,072 kg","71 mm","71 mm","25 mm",null,null,"2024-02-19",null,"","https://www.ospel.pl/sites/all/pliki/import/image/podtynk/karo/biel/lp-3s_m_00.jpg","27.33.11.0","8536 50 07"]
[2457,"ŁP-4S/m/00          ","Łącznik krzyżowy ",25.77,1,"szt","PLN","23%","",10,null,null,null,null,"5907577453640",null,null,"KARO",null,null,"",null,10,null,"https://www.ospel.pl/sites/all/pliki/import/image/podtynk/karo/biel/lp-4s_m_00.jpg","",null,"10AX/250~, IP-20 zaciski gwintowe","","",null,null,null,"BIAŁY",null,"0,077 kg","71 mm","71 mm","25 mm",null,null,"2024-02-19",null,"","https://www.ospel.pl/sites/all/pliki/import/image/podtynk/karo/biel/lp-4s_m_00.jpg","27.33.11.0","8536 50 07"]
[2465,"ŁP-5S/m/00          ","Łącznik zwierny \"światło\" ",18.170000000000002,1,"szt","PLN","23%","",10,null,null,null,null,"5907577453688",null,null,"KARO",null,null,"",null,10,null,"https://www.ospel.pl/sites/all/pliki/import/image/podtynk/karo/biel/lp-5s_m_00.jpg","",null,"10AX/250~, IP-20 zaciski gwintowe","","",null,null,null,"BIAŁY",null,"0,07 kg","71 mm","71 mm","25 mm",null,null,"2024-02-19",null,"","https://www.ospel.pl/sites/all/pliki/import/image/podtynk/karo/biel/lp-5s_m_00.jpg","27.33.11.0","8536 50 07"]
[2470,"ŁP-5SS/m/40         ","Łącznik zwierny \"światło\" z podświetleniem niebieskim",29.2,1,"szt","PLN","23%","",5,null,null,null,null,"5907577455866",null,null,"KARO",null,null,"",null,5,null,"https://www.ospel.pl/sites/all/pliki/import/image/podtynk/karo/czek_metalik/lp-5ss_m_40.jpg","",null,"10AX/250~, IP-20 zaciski gwintowe","","",null,null,null,"CZEKOLADOWY METALIK",null,"0,071 kg","71 mm","71 mm","25 mm",null,null,"2024-02-19",null,"","https://www.ospel.pl/sites/all/pliki/import/image/podtynk/karo/czek_metalik/lp-5ss_m_40.jpg","27.33.11.0","8536 50 07"]
[2478,"ŁP-6SS/m/40         ","Łącznik zwierny \"dzwonek\" z podświetleniem niebieskim",29.2,1,"szt","PLN","23%","",5,null,null,null,null,"5907577455880",null,null,"KARO",null,null,"",null,5,null,"https://www.ospel.pl/sites/all/pliki/import/image/podtynk/karo/czek_metalik/lp-6ss_m_40.jpg","",null,"10AX/250~, IP-20 zaciski gwintowe","","",null,null,null,"CZEKOLADOWY METALIK",null,"0,071 kg","71 mm","71 mm","25 mm",null,null,"2024-02-19",null,"","https://www.ospel.pl/sites/all/pliki/import/image/podtynk/karo/czek_metalik/lp-6ss_m_40.jpg","27.33.11.0","8536 50 07"]
[2483,"ŁP-7S/m/42          ","Łącznik żaluzjowy, zwierny ",29.2,1,"szt","PLN","23%","",5,null,null,null,null,"5907577456610",null,null,"KARO",null,null,"",null,5,null,"https://www.ospel.pl/sites/all/pliki/import/image/podtynk/karo/ecru_perla/lp-7s_m_42.jpg","",null,"10AX/250~, IP-20 zaciski gwintowe","","",null,null,null,"ECRU PERŁOWY",null,"0,075 kg","71 mm","71 mm","25 mm",null,null,"2024-02-19",null,"","https://www.ospel.pl/sites/all/pliki/import/image/podtynk/karo/ecru_perla/lp-7s_m_42.jpg","27.33.11.0","8536 50 07"]
[2491,"ŁP-7SBS/m/42        ","Łącznik żaluzjowy z podświetleniem niebieskim z blokadą mechaniczną",42.09,1,"szt","PLN","23%","",5,null,null,null,null,"5907577478926",null,null,"KARO",null,null,"",null,5,null,"https://www.ospel.pl/sites/all/pliki/import/image/podtynk/karo/ecru_perla/lp-7ss_m_42.jpg","",null,"10AX/250~, IP-20 zaciski gwintowe","","",null,null,null,"ECRU PERŁOWY",null,"0,076 kg","71 mm","71 mm","25 mm",null,null,"2024-02-19",null,"","https://www.ospel.pl/sites/all/pliki/import/image/podtynk/karo/ecru_perla/lp-7ss_m_42.jpg","27.33.11.0","8536 50 07"]
[2499,"ŁP-8S/m/42          ","Ściemniacz przyciskowo-obrotowy przystosowany do obciążenia żarowego i halogenowego",115.5,1,"szt","PLN","23%","",5,null,null,null,null,"5907577456696",null,null,"KARO",null,null,"",null,5,null,"https://www.ospel.pl/sites/all/pliki/import/image/podtynk/karo/ecru_perla/lp-8s_m_42.jpg","",null,"40-400W, 230V~50Hz, zaciski gwintowe","","",null,null,null,"ECRU PERŁOWY",null,"0,121 kg","71 mm","71 mm","32 mm",null,null,"2024-02-19",null,"https://www.ospel.pl/sites/all/pliki/import/image/schematy/sciemniacze.pdf","https://www.ospel.pl/sites/all/pliki/import/image/podtynk/karo/ecru_perla/lp-8s_m_42.jpg","27.33.11.0","8536 50 05"]
[2504,"ŁP-8SL2/m/43        ","Ściemniacz uniwersalny do obciążenia żarowego, halogenowego oraz LED",189.59,1,"szt","PLN","23%","",5,null,null,null,null,"5907577478636",null,null,"KARO",null,null,"",null,5,null,"https://www.ospel.pl/sites/all/pliki/import/image/podtynk/karo/srebro_perla/lp-8s_m_43.jpg","",null,"LED 0-100W, GLS 10-250W, 230V~50Hz","","",null,null,null,"SREBRNY PERŁOWY",null,"0,093 kg","71 mm","71 mm","31 mm",null,null,"2024-02-19",null,"","https://www.ospel.pl/sites/all/pliki/import/image/podtynk/karo/srebro_perla/lp-8s_m_43.jpg","27.33.11.0","8536 50 05"]
[2512,"R-1S/43             ","Ramka pojedyncza ",7.08,1,"szt","PLN","23%","",10,null,null,null,null,"5907577457822",null,null,"KARO",null,null,"",null,10,null,"https://www.ospel.pl/sites/all/pliki/import/image/podtynk/karo/srebro_perla/r-1s_43.jpg","",null,"Tworzywo ABS","","",null,null,null,"SREBRNY PERŁOWY",null,"0,014 kg","82 mm","82 mm","",null,null,"2024-02-19",null,"","https://www.ospel.pl/sites/all/pliki/import/image/podtynk/karo/srebro_perla/r-1s_43.jpg","27.33.13.0","8536 90 01"]
[2517,"R-1S/57             ","Ramka pojedyncza ",17.62,1,"szt","PLN","23%","",10,null,null,null,null,"5907577476694",null,null,"KARO",null,null,"",null,10,null,"https://www.ospel.pl/sites/all/pliki/import/image/podtynk/karo/colors/r-1s_57.jpg","",null,"Tworzywo ABS","","",null,null,null,"WENGE ",null,"0,014 kg","82 mm","82 mm","",null,null,"2024-02-19",null,"","https://www.ospel.pl/sites/all/pliki/import/image/podtynk/karo/colors/r-1s_57.jpg","27.33.13.0","8536 90 01"]
[2525,"R-2S/54             ","Ramka podwójna ",9.52,1,"szt","PLN","23%","",10,null,null,null,null,"5907577476533",null,null,"KARO",null,null,"",null,10,null,"https://www.ospel.pl/sites/all/pliki/import/image/podtynk/karo/colors/r-2s_54.jpg","",null,"Tworzywo ABS","","",null,null,null,"LAWENDA",null,"0,022 kg","82 mm","153 mm","",null,null,"2024-02-19",null,"","https://www.ospel.pl/sites/all/pliki/import/image/podtynk/karo/colors/r-2s_54.jpg","27.33.13.0","8536 90 01"]
[2533,"R-3S/42             ","Ramka potrójna ",12.34,1,"szt","PLN","23%","",10,null,null,null,null,"5907577457129",null,null,"KARO",null,null,"",null,10,null,"https://www.ospel.pl/sites/all/pliki/import/image/podtynk/karo/ecru_perla/r-3s_42.jpg","",null,"Tworzywo ABS","","",null,null,null,"ECRU PERŁOWY",null,"0,03 kg","82 mm","224 mm","",null,null,"2024-02-19",null,"","https://www.ospel.pl/sites/all/pliki/import/image/podtynk/karo/ecru_perla/r-3s_42.jpg","27.33.13.0","8536 90 01"]
[2538,"R-3S/56             ","Ramka potrójna ",32.28,1,"szt","PLN","23%","",10,null,null,null,null,"5907577476663",null,null,"KARO",null,null,"",null,10,null,"https://www.ospel.pl/sites/all/pliki/import/image/podtynk/karo/colors/r-3s_56.jpg","",null,"Tworzywo ABS","","",null,null,null,"TYTAN STRUKTURALNY",null,"0,03 kg","82 mm","224 mm","",null,null,"2024-02-19",null,"","https://www.ospel.pl/sites/all/pliki/import/image/podtynk/karo/colors/r-3s_56.jpg","27.33.13.0","8536 90 01"]
[2546,"R-4S/53             ","Ramka poczwórna ",17.62,1,"szt","PLN","23%","",10,null,null,null,null,"5907577476502",null,null,"KARO",null,null,"",null,10,null,"https://www.ospel.pl/sites/all/pliki/import/image/podtynk/karo/colors/r-4s_53.jpg","",null,"Tworzywo ABS","","",null,null,null,"LIMONKA",null,"0,045 kg","82 mm","295 mm","",null,null,"2024-02-19",null,"","https://www.ospel.pl/sites/all/pliki/import/image/podtynk/karo/colors/r-4s_53.jpg","27.33.13.0","8536 90 01"]
[2554,"R-5S/40             ","Ramka pięciokrotna ",19.149999999999999,1,"szt","PLN","23%","",10,null,null,null,null,"5907577456429",null,null,"KARO",null,null,"",null,10,null,"https://www.ospel.pl/sites/all/pliki/import/image/podtynk/karo/czek_metalik/r-5s_40.jpg","",null,"Tworzywo ABS","","",null,null,null,"CZEKOLADOWY METALIK",null,"0,055 kg","82 mm","366 mm","",null,null,"2024-02-19",null,"","https://www.ospel.pl/sites/all/pliki/import/image/podtynk/karo/czek_metalik/r-5s_40.jpg","27.33.13.0","8536 90 01"]
[2559,"R-5S/55             ","Ramka pięciokrotna ",22.25,1,"szt","PLN","23%","",10,null,null,null,null,"5907577476632",null,null,"KARO",null,null,"",null,10,null,"https://www.ospel.pl/sites/all/pliki/import/image/podtynk/karo/colors/r-5s_55.jpg","",null,"Tworzywo ABS","","",null,null,null,"PERŁOWA CZERWIEŃ",null,"0,055 kg","82 mm","366 mm","",null,null,"2024-02-19",null,"","https://www.ospel.pl/sites/all/pliki/import/image/podtynk/karo/colors/r-5s_55.jpg","27.33.13.0","8536 90 01"]
[2567,"RH-1S/43            ","Ramka pojedyncza do łączników IP-44 ",7.83,1,"szt","PLN","23%","",10,null,null,null,null,"5907577457877",null,null,"KARO",null,null,"",null,10,null,"https://www.ospel.pl/sites/all/pliki/import/image/podtynk/karo/srebro_perla/rh-1s_43.jpg","",null,"Tworzywo ABS","","",null,null,null,"SREBRNY PERŁOWY",null,"0,014 kg","82 mm","82 mm","",null,null,"2024-02-19",null,"","https://www.ospel.pl/sites/all/pliki/import/image/podtynk/karo/srebro_perla/rh-1s_43.jpg","27.33.13.0","8536 90 01"]
[2572,"RH-3S/00            ","Ramka potrójna do łączników IP-44 ",10.94,1,"szt","PLN","23%","",10,null,null,null,null,"5907577457952",null,null,"KARO",null,null,"",null,10,null,"https://www.ospel.pl/sites/all/pliki/import/image/podtynk/karo/biel/rh-3s_00.jpg","",null,"Tworzywo ABS","","",null,null,null,"BIAŁY",null,"0,03 kg","82 mm","224 mm","",null,null,"2024-02-19",null,"","https://www.ospel.pl/sites/all/pliki/import/image/podtynk/karo/biel/rh-3s_00.jpg","27.33.13.0","8536 90 01"]
[2580,"RH-5S/00            ","Ramka pięciokrotna do łączników IP-44 ",19.03,1,"szt","PLN","23%","",10,null,null,null,null,"5907577457976",null,null,"KARO",null,null,"",null,10,null,"https://www.ospel.pl/sites/all/pliki/import/image/podtynk/karo/biel/rh-5s_00.jpg","",null,"Tworzywo ABS","","",null,null,null,"BIAŁY",null,"0,055 kg","82 mm","366 mm","",null,null,"2024-02-19",null,"","https://www.ospel.pl/sites/all/pliki/import/image/podtynk/karo/biel/rh-5s_00.jpg","27.33.13.0","8536 90 01"]
[2588,"RTP-1SN/m/00        ","Regulator temperatury z czujnikiem napowietrznym",196.74029999999999,1,"szt","PLN","23%","",5,null,null,null,null,"5907577458058",null,null,"KARO",null,null,"",null,5,null,"https://www.ospel.pl/sites/all/pliki/import/image/podtynk/karo/biel/rtp-1s_m_00.jpg","",null,"zaciski gwintowe","","Tylko na zamówienie",null,null,null,"BIAŁY",null,"0,1025 kg","71 mm","71 mm","31 mm",null,null,"2024-02-19",null,"","https://www.ospel.pl/sites/all/pliki/import/image/podtynk/karo/biel/rtp-1s_m_00.jpg","27.33.13.0","8536 50 05"]
[2593,"Z-1S/m/40           ","Zaślepka ",11.17,1,"szt","PLN","23%","",10,null,null,null,null,"5907577456481",null,null,"KARO",null,null,"",null,10,null,"https://www.ospel.pl/sites/all/pliki/import/image/podtynk/karo/czek_metalik/z-1s_m_40.jpg","",null,"Montaż do puszek fi 60","","",null,null,null,"CZEKOLADOWY METALIK",null,"0,0445 kg","71 mm","71 mm","25 mm",null,null,"2024-02-19",null,"","https://www.ospel.pl/sites/all/pliki/import/image/podtynk/karo/czek_metalik/z-1s_m_40.jpg","27.12.23.0","8536 90 01"]
[2601,"GP-1WP/01           ","Gniazdo pojedyncze z przesłonami torów prądowych",14.48,1,"szt","PLN","23%","",10,null,null,null,null,"5907577470722",null,null,"KIER",null,null,"",null,10,null,"https://www.ospel.pl/sites/all/pliki/import/image/podtynk/kier/bez/gp-1wp_01.jpg","",null,"16A/250~, IP-20, zaciski gwintowe","","",null,null,null,"BEŻOWY",null,"0,08 kg","82 mm","88 mm","26 mm",null,null,"2024-02-19",null,"","https://www.ospel.pl/sites/all/pliki/import/image/podtynk/kier/bez/gp-1wp_01.jpg","27.33.13.0","8536 69 90"]
[2609,"GP-1WSP/01          ","Gniazdo pojedyncze z uziemieniem schuko z przesłonami torów prądowych",16.32,1,"szt","PLN","23%","",10,null,null,null,null,"5907577471163",null,null,"KIER",null,null,"",null,10,null,"https://www.ospel.pl/sites/all/pliki/import/image/podtynk/kier/bez/gp-1wsp_01.jpg","",null,"16A/250~, IP-20, zaciski gwintowe","","",null,null,null,"BEŻOWY",null,"0,085 kg","82 mm","88 mm","29 mm",null,null,"2024-02-19",null,"","https://www.ospel.pl/sites/all/pliki/import/image/podtynk/kier/bez/gp-1wsp_01.jpg","27.33.13.0","8536 69 90"]
[2614,"GP-1WZ/45           ","Gniazdo pojedyncze z uziemieniem ",16.2,1,"szt","PLN","23%","",5,null,null,null,null,"5907577473624",null,null,"KIER",null,null,"",null,5,null,"https://www.ospel.pl/sites/all/pliki/import/image/podtynk/kier/satyna/gp-1wz_45.jpg","",null,"16A/250~, IP-20, zaciski gwintowe","","",null,null,null,"SATYNA LIGHT",null,"0,083 kg","82 mm","88 mm","26 mm",null,null,"2024-02-19",null,"","https://www.ospel.pl/sites/all/pliki/import/image/podtynk/kier/satyna/gp-1wz_45.jpg","27.33.13.0","8536 69 90"]
[2622,"GP-1WZP/52          ","Gniazdo pojedyncze z uziemieniem z przesłonami torów prądowych",21.35,1,"szt","PLN","23%","",5,null,null,null,null,"5907577474201",null,null,"KIER",null,null,"",null,5,null,"https://www.ospel.pl/sites/all/pliki/import/image/podtynk/kier/braz/gp-1wzp_52.jpg","",null,"16A/250~, IP-20, zaciski gwintowe","","",null,null,null,"BRĄZOWY METALIK",null,"0,085 kg","82 mm","88 mm","26 mm",null,null,"2024-02-19",null,"","https://www.ospel.pl/sites/all/pliki/import/image/podtynk/kier/braz/gp-1wzp_52.jpg","27.33.13.0","8536 69 90"]
[2634,"GP-2WS/52           ","Gniazdo podwójne z uziemieniem schuko ",24.77,1,"szt","PLN","23%","",5,null,null,null,null,"5907577474317",null,null,"KIER",null,null,"",null,5,null,"https://www.ospel.pl/sites/all/pliki/import/image/podtynk/kier/braz/gp-2ws_52.jpg","",null,"16A/250~, IP-20, zaciski gwintowe","","",null,null,null,"BRĄZOWY METALIK",null,"0,091 kg","87 mm","88 mm","22 mm",null,null,"2024-02-19",null,"","https://www.ospel.pl/sites/all/pliki/import/image/podtynk/kier/braz/gp-2ws_52.jpg","27.33.13.0","8536 69 90"]
[2635,"GP-2WSP/00          ","Gniazdo podwójne z uziemieniem schuko z przesłonami torów prądowych",21.49,1,"szt","PLN","23%","",5,null,null,null,null,"5907577463137",null,null,"KIER",null,null,"",null,5,null,"https://www.ospel.pl/sites/all/pliki/import/image/podtynk/kier/biel/gp-2wsp_00.jpg","",null,"16A/250~, IP-20, zaciski gwintowe","","",null,null,null,"BIAŁY",null,"0,092 kg","87 mm","88 mm","22 mm",null,null,"2024-02-19",null,"","https://www.ospel.pl/sites/all/pliki/import/image/podtynk/kier/biel/gp-2wsp_00.jpg","27.33.13.0","8536 69 90"]
[2643,"GP-2WZP/00          ","Gniazdo podwójne z uziemieniem z przesłonami torów prądowych",19.53,1,"szt","PLN","23%","",10,null,null,null,null,"5907577463113",null,null,"KIER",null,null,"",null,10,null,"https://www.ospel.pl/sites/all/pliki/import/image/podtynk/kier/biel/gp-2wzp_00.jpg","",null,"16A/250~, IP-20, zaciski gwintowe","","",null,null,null,"BIAŁY",null,"0,1 kg","82 mm","88 mm","27 mm",null,null,"2024-02-19",null,"","https://www.ospel.pl/sites/all/pliki/import/image/podtynk/kier/biel/gp-2wzp_00.jpg","27.33.13.0","8536 69 90"]
[2655,"GPA-14WP/00         ","Gniazdo RTV przelotowe 14-dB ",53.36,1,"szt","PLN","23%","",10,null,null,null,null,"5907577463175",null,null,"KIER",null,null,"",null,10,null,"https://www.ospel.pl/sites/all/pliki/import/image/podtynk/kier/biel/gpa-wk_00.jpg","",null,"Współczynnik tłumienia 14dB","","",null,null,null,"BIAŁY",null,"0,118 kg","82 mm","88 mm","24 mm",null,null,"2024-02-19",null,"","https://www.ospel.pl/sites/all/pliki/import/image/podtynk/kier/biel/gpa-wk_00.jpg","26.40.52.0","8517 18 00"]
[2656,"GPA-14WP/01         ","Gniazdo RTV przelotowe 14-dB ",53.36,1,"szt","PLN","23%","",10,null,null,null,null,"5907577470913",null,null,"KIER",null,null,"",null,10,null,"https://www.ospel.pl/sites/all/pliki/import/image/podtynk/kier/bez/gpa-wk_01.jpg","",null,"Współczynnik tłumienia 14dB","","",null,null,null,"BEŻOWY",null,"0,118 kg","82 mm","88 mm","24 mm",null,null,"2024-02-19",null,"","https://www.ospel.pl/sites/all/pliki/import/image/podtynk/kier/bez/gpa-wk_01.jpg","26.40.52.0","8517 18 00"]
[2668,"GPA-2WF/01          ","Gniazdo antenowe typu F podwójne ",25.47,1,"szt","PLN","23%","",10,null,null,null,null,"5907577470982",null,null,"KIER",null,null,"",null,10,null,"https://www.ospel.pl/sites/all/pliki/import/image/podtynk/kier/bez/gpa-2wf_01.jpg","",null,"Złącze typu F","","",null,null,null,"BEŻOWY",null,"0,057 kg","82 mm","88 mm","24 mm",null,null,"2024-02-19",null,"","https://www.ospel.pl/sites/all/pliki/import/image/podtynk/kier/bez/gpa-2wf_01.jpg","26.40.52.0","8517 18 00"]
[2676,"GPA-WK/01           ","Gniazdo RTV końcowe ",50.24,1,"szt","PLN","23%","",10,null,null,null,null,"5907577470937",null,null,"KIER",null,null,"",null,10,null,"https://www.ospel.pl/sites/all/pliki/import/image/podtynk/kier/bez/gpa-wk_01.jpg","",null,"Współczynnik tłumienia 2,5-3dB","","",null,null,null,"BEŻOWY",null,"0,117 kg","82 mm","88 mm","24 mm",null,null,"2024-02-19",null,"","https://www.ospel.pl/sites/all/pliki/import/image/podtynk/kier/bez/gpa-wk_01.jpg","26.40.52.0","8517 18 00"]
[2677,"GPA-WK/45           ","Gniazdo RTV końcowe ",51.86,1,"szt","PLN","23%","",5,null,null,null,null,"5907577473815",null,null,"KIER",null,null,"",null,5,null,"https://www.ospel.pl/sites/all/pliki/import/image/podtynk/kier/satyna/gpa-wk_45.jpg","",null,"Współczynnik tłumienia 2,5-3dB","","",null,null,null,"SATYNA LIGHT",null,"0,117 kg","82 mm","88 mm","24 mm",null,null,"2024-02-19",null,"","https://www.ospel.pl/sites/all/pliki/import/image/podtynk/kier/satyna/gpa-wk_45.jpg","26.40.52.0","8517 18 00"]
[2689,"GPH-1WS/01/d        ","Gniazdo bryzgoszczelne z uziemieniem schuko IP-44 wieczko przezroczyste",22.95,1,"szt","PLN","23%","",10,null,null,null,null,"5907577470784",null,null,"KIER",null,null,"",null,10,null,"https://www.ospel.pl/sites/all/pliki/import/image/podtynk/kier/bez/gph-1ws_01_d.jpg","",null,"16A/250~, IP-44 zaciski gwintowe","","",null,null,null,"BEŻOWY",null,"0,103 kg","83 mm","88 mm","27 mm",null,null,"2024-02-19",null,"","https://www.ospel.pl/sites/all/pliki/import/image/podtynk/kier/bez/gph-1ws_01_d.jpg","27.33.13.0","8536 69 90"]
[2697,"GPH-1WSP/45/d       ","Gniazdo bryzgoszczelne z uziemieniem schuko IP-44 z przesłonami torów prądowych wieczko przezroczyste",30.43,1,"szt","PLN","23%","",5,null,null,null,null,"5907577473693",null,null,"KIER",null,null,"",null,5,null,"https://www.ospel.pl/sites/all/pliki/import/image/podtynk/kier/satyna/gph-1wsp_45_d.jpg","",null,"16A/250~, IP-44 zaciski gwintowe","","",null,null,null,"SATYNA LIGHT",null,"0,103 kg","83 mm","88 mm","27 mm",null,null,"2024-02-19",null,"","https://www.ospel.pl/sites/all/pliki/import/image/podtynk/kier/satyna/gph-1wsp_45_d.jpg","27.33.13.0","8536 69 90"]
[2698,"GPH-1WSP/52/d       ","Gniazdo bryzgoszczelne z uziemieniem schuko IP-44 z przesłonami torów prądowych wieczko przezroczyste",30.43,1,"szt","PLN","23%","",5,null,null,null,null,"5907577474263",null,null,"KIER",null,null,"",null,5,null,"https://www.ospel.pl/sites/all/pliki/import/image/podtynk/kier/braz/gph-1wsp_52_d.jpg","",null,"16A/250~, IP-44 zaciski gwintowe","","",null,null,null,"BRĄZOWY METALIK",null,"0,103 kg","83 mm","88 mm","27 mm",null,null,"2024-02-19",null,"","https://www.ospel.pl/sites/all/pliki/import/image/podtynk/kier/braz/gph-1wsp_52_d.jpg","27.33.13.0","8536 69 90"]
[2710,"GPH-1WZP/52/d       ","Gniazdo bryzgoszczelne z uziemieniem IP-44 z przesłonami torów prądowych wieczko przezroczyste",29.83,1,"szt","PLN","23%","",5,null,null,null,null,"5907577474249",null,null,"KIER",null,null,"",null,5,null,"https://www.ospel.pl/sites/all/pliki/import/image/podtynk/kier/braz/gph-1wzp_52_d.jpg","",null,"16A/250~, IP-44 zaciski gwintowe","","",null,null,null,"BRĄZOWY METALIK",null,"0,103 kg","83 mm","88 mm","27 mm",null,null,"2024-02-19",null,"","https://www.ospel.pl/sites/all/pliki/import/image/podtynk/kier/braz/gph-1wzp_52_d.jpg","27.33.13.0","8536 69 90"]
[2718,"GPK-1W/K6/52        ","Gniazdo komputerowe pojedyncze, kat. 6 MMC",73.28,1,"szt","PLN","23%","",5,null,null,null,null,"5907577474485",null,null,"KIER",null,null,"",null,5,null,"https://www.ospel.pl/sites/all/pliki/import/image/podtynk/kier/braz/gpk-1w_k_52.jpg","",null,"Złącze IDC","","Tylko na zamówienie",null,null,null,"BRĄZOWY METALIK",null,"0,049 kg","82 mm","88 mm","21 mm",null,null,"2024-02-19",null,"","https://www.ospel.pl/sites/all/pliki/import/image/podtynk/kier/braz/gpk-1w_k_52.jpg","26.30.30.0","8517 18 00"]
[2723,"GPK-2W/K6/00        ","Gniazdo komputerowe podwójne, kat. 6 MMC",105.35,1,"szt","PLN","23%","",10,null,null,null,null,"5907577463366",null,null,"KIER",null,null,"",null,10,null,"https://www.ospel.pl/sites/all/pliki/import/image/podtynk/kier/biel/gpk-2w_00.jpg","",null,"Złącze IDC","","Tylko na zamówienie",null,null,null,"BIAŁY",null,"0,054 kg","82 mm","88 mm","21 mm",null,null,"2024-02-19",null,"","https://www.ospel.pl/sites/all/pliki/import/image/podtynk/kier/biel/gpk-2w_00.jpg","26.30.30.0","8517 18 00"]
[2731,"GPT-1W/00           ","Gniazdo telefoniczne pojedyncze ",19.91,1,"szt","PLN","23%","",10,null,null,null,null,"5907577463250",null,null,"KIER",null,null,"",null,10,null,"https://www.ospel.pl/sites/all/pliki/import/image/podtynk/kier/biel/gpt-1w_00.jpg","",null,"Zaciski gwintowe","","",null,null,null,"BIAŁY",null,"0,049 kg","82 mm","88 mm","21 mm",null,null,"2024-02-19",null,"","https://www.ospel.pl/sites/all/pliki/import/image/podtynk/kier/biel/gpt-1w_00.jpg","26.30.30.0","8517 18 00"]
[2739,"GPT-2WR/00          ","Gniazdo telefoniczne podwójne równoległe",35.54,1,"szt","PLN","23%","",10,null,null,null,null,"5907577463274",null,null,"KIER",null,null,"",null,10,null,"https://www.ospel.pl/sites/all/pliki/import/image/podtynk/kier/biel/gpt-2w_00.jpg","",null,"Zaciski gwintowe","","",null,null,null,"BIAŁY",null,"0,055 kg","82 mm","88 mm","21 mm",null,null,"2024-02-19",null,"","https://www.ospel.pl/sites/all/pliki/import/image/podtynk/kier/biel/gpt-2w_00.jpg","26.30.30.0","8517 18 00"]
[2744,"ŁP-10W/01           ","Łącznik podwójny schodowy ",28.34,1,"szt","PLN","23%","",10,null,null,null,null,"5907577470685",null,null,"KIER",null,null,"",null,10,null,"https://www.ospel.pl/sites/all/pliki/import/image/podtynk/kier/bez/lp-2w_01.jpg","",null,"10AX/250~, IP-20 zaciski gwintowe","","",null,null,null,"BEŻOWY",null,"0,08 kg","82 mm","88 mm","26 mm",null,null,"2024-02-19",null,"https://www.ospel.pl/sites/all/pliki/import/image/schematy/lacznik_podwojny_schodowy.jpg","https://www.ospel.pl/sites/all/pliki/import/image/podtynk/kier/bez/lp-2w_01.jpg","27.33.11.0","8536 50 07"]
[2752,"ŁP-11WS/01          ","Łącznik dwubiegunowy z podświetleniem pomarańczowym",30.19,1,"szt","PLN","23%","",10,null,null,null,null,"5907577470654",null,null,"KIER",null,null,"",null,10,null,"https://www.ospel.pl/sites/all/pliki/import/image/podtynk/kier/bez/lp-11ws_01.jpg","",null,"10AX/250~, IP-20 zaciski gwintowe","","",null,null,null,"BEŻOWY",null,"0,075 kg","82 mm","88 mm","26 mm",null,null,"2024-02-19",null,"https://www.ospel.pl/sites/all/pliki/import/image/schematy/lacznik_dwubiegunowy.jpg","https://www.ospel.pl/sites/all/pliki/import/image/podtynk/kier/bez/lp-11ws_01.jpg","27.33.11.0","8536 50 07"]
[2760,"ŁP-17W/01           ","Łącznik podwójny zwierny ",29.45,1,"szt","PLN","23%","",10,null,null,null,null,"5907577470692",null,null,"KIER",null,null,"",null,10,null,"https://www.ospel.pl/sites/all/pliki/import/image/podtynk/kier/bez/lp-2w_01.jpg","",null,"10AX/250~, IP-20 zaciski gwintowe","","",null,null,null,"BEŻOWY",null,"0,07 kg","82 mm","88 mm","26 mm",null,null,"2024-02-19",null,"","https://www.ospel.pl/sites/all/pliki/import/image/podtynk/kier/bez/lp-2w_01.jpg","27.33.11.0","8536 50 07"]
[2765,"ŁP-1W/45            ","Łącznik jednobiegunowy ",17.3,1,"szt","PLN","23%","",5,null,null,null,null,"5907577473396",null,null,"KIER",null,null,"",null,5,null,"https://www.ospel.pl/sites/all/pliki/import/image/podtynk/kier/satyna/lp-1w_45.jpg","",null,"10AX/250~, IP-20 zaciski gwintowe","","",null,null,null,"SATYNA LIGHT",null,"0,063 kg","82 mm","88 mm","26 mm",null,null,"2024-02-19",null,"","https://www.ospel.pl/sites/all/pliki/import/image/podtynk/kier/satyna/lp-1w_45.jpg","27.33.11.0","8536 50 07"]
[2773,"ŁP-2W/45            ","Łącznik dwugrupowy świecznikowy ",20.74,1,"szt","PLN","23%","",5,null,null,null,null,"5907577473419",null,null,"KIER",null,null,"",null,5,null,"https://www.ospel.pl/sites/all/pliki/import/image/podtynk/kier/satyna/lp-2w_45.jpg","",null,"10AX/250~, IP-20 zaciski gwintowe","","",null,null,null,"SATYNA LIGHT",null,"0,069 kg","82 mm","88 mm","26 mm",null,null,"2024-02-19",null,"","https://www.ospel.pl/sites/all/pliki/import/image/podtynk/kier/satyna/lp-2w_45.jpg","27.33.11.0","8536 50 07"]
[2778,"ŁP-2WS/52           ","Łącznik dwugrupowy świecznikowy z podświetleniem niebieskim\r\n",26.64,1,"szt","PLN","23%","",10,null,null,null,null,"5907577473990",null,null,"KIER",null,null,"",null,10,null,"https://www.ospel.pl/sites/all/pliki/import/image/podtynk/kier/braz/lp-2ws_52.jpg","",null,"10AX/250~, IP-20 zaciski gwintowe","","",null,null,null,"BRĄZOWY METALIK",null,"0,071 kg","82 mm","88 mm","26 mm",null,null,"2024-02-19",null,"","https://www.ospel.pl/sites/all/pliki/import/image/podtynk/kier/braz/lp-2ws_52.jpg","27.33.11.0","8536 50 07"]
[2786,"ŁP-3WS/52           ","Łącznik schodowy z podświetleniem niebieskim",26.14,1,"szt","PLN","23%","",5,null,null,null,null,"5907577474010",null,null,"KIER",null,null,"",null,5,null,"https://www.ospel.pl/sites/all/pliki/import/image/podtynk/kier/braz/lp-3ws_52.jpg","",null,"10AX/250~, IP-20 zaciski gwintowe","","",null,null,null,"BRĄZOWY METALIK",null,"0,07 kg","82 mm","88 mm","26 mm",null,null,"2024-02-19",null,"","https://www.ospel.pl/sites/all/pliki/import/image/podtynk/kier/braz/lp-3ws_52.jpg","27.33.11.0","8536 50 07"]
[2794,"ŁP-4WS/52           ","Łącznik krzyżowy z podświetleniem niebieskim",32.65,1,"szt","PLN","23%","",5,null,null,null,null,"5907577474034",null,null,"KIER",null,null,"",null,5,null,"https://www.ospel.pl/sites/all/pliki/import/image/podtynk/kier/braz/lp-4ws_52.jpg","",null,"10AX/250~, IP-20 zaciski gwintowe","","",null,null,null,"BRĄZOWY METALIK",null,"0,076 kg","82 mm","88 mm","26 mm",null,null,"2024-02-19",null,"","https://www.ospel.pl/sites/all/pliki/import/image/podtynk/kier/braz/lp-4ws_52.jpg","27.33.11.0","8536 50 07"]
[2799,"ŁP-5WS/00           ","Łącznik zwierny \"światło\" z podświetleniem pomarańczowym",22.46,1,"szt","PLN","23%","",10,null,null,null,null,"5907577462796",null,null,"KIER",null,null,"",null,10,null,"https://www.ospel.pl/sites/all/pliki/import/image/podtynk/kier/biel/lp-5ws_00.jpg","",null,"10AX/250~, IP-20 zaciski gwintowe","","",null,null,null,"BIAŁY",null,"0,066 kg","82 mm","88 mm","26 mm",null,null,"2024-02-19",null,"","https://www.ospel.pl/sites/all/pliki/import/image/podtynk/kier/biel/lp-5ws_00.jpg","27.33.11.0","8536 50 07"]
[2807,"ŁP-6WS/00           ","Łącznik zwierny \"dzwonek\" z podświetleniem pomarańczowym",22.46,1,"szt","PLN","23%","",10,null,null,null,null,"5907577462819",null,null,"KIER",null,null,"",null,10,null,"https://www.ospel.pl/sites/all/pliki/import/image/podtynk/kier/biel/lp-6ws_00.jpg","",null,"10AX/250~, IP-20 zaciski gwintowe","","",null,null,null,"BIAŁY",null,"0,066 kg","82 mm","88 mm","26 mm",null,null,"2024-02-19",null,"","https://www.ospel.pl/sites/all/pliki/import/image/podtynk/kier/biel/lp-6ws_00.jpg","27.33.11.0","8536 50 07"]
[2812,"ŁP-7W/01            ","Łącznik żaluzjowy, zwierny ",23.08,1,"szt","PLN","23%","",10,null,null,null,null,"5907577470623",null,null,"KIER",null,null,"",null,10,null,"https://www.ospel.pl/sites/all/pliki/import/image/podtynk/kier/bez/lp-7w_01.jpg","",null,"10AX/250~, IP-20 zaciski gwintowe","","",null,null,null,"BEŻOWY",null,"0,071 kg","82 mm","88 mm","26 mm",null,null,"2024-02-19",null,"","https://www.ospel.pl/sites/all/pliki/import/image/podtynk/kier/bez/lp-7w_01.jpg","27.33.11.0","8536 50 07"]
[2820,"ŁP-7WBS/01          ","Łącznik żaluzjowy z podświetleniem pomarańczowym z blokadą mechaniczną",35.97,1,"szt","PLN","23%","",10,null,null,null,null,"5907577478360",null,null,"KIER",null,null,"",null,10,null,"https://www.ospel.pl/sites/all/pliki/import/image/podtynk/kier/bez/lp-7ws_01.jpg","",null,"10AX/250~, IP-20 zaciski gwintowe","","",null,null,null,"BEŻOWY",null,"0,073 kg","82 mm","88 mm","26 mm",null,null,"2024-02-19",null,"","https://www.ospel.pl/sites/all/pliki/import/image/podtynk/kier/bez/lp-7ws_01.jpg","27.33.11.0","8536 50 07"]
[2828,"ŁP-8W/01            ","Ściemniacz przyciskowo-obrotowy przystosowany do obciążenia żarowego i halogenowego",107.37,1,"szt","PLN","23%","",5,null,null,null,null,"5907577470708",null,null,"KIER",null,null,"",null,5,null,"https://www.ospel.pl/sites/all/pliki/import/image/podtynk/kier/bez/lp-8w_01.jpg","",null,"40-400W, 230V~50Hz, zaciski gwintowe","","",null,null,null,"BEŻOWY",null,"0,138 kg","82 mm","88 mm","31 mm",null,null,"2024-02-19",null,"https://www.ospel.pl/sites/all/pliki/import/image/schematy/sciemniacze.pdf","https://www.ospel.pl/sites/all/pliki/import/image/podtynk/kier/bez/lp-8w_01.jpg","27.33.11.0","8536 50 05"]
[2833,"ŁP-8WL2/45          ","Ściemniacz uniwersalny do obciążenia żarowego, halogenowego oraz LED",183.45,1,"szt","PLN","23%","",5,null,null,null,null,"5907577478667",null,null,"KIER",null,null,"",null,5,null,"https://www.ospel.pl/sites/all/pliki/import/image/podtynk/kier/satyna/lp-8w_45.jpg","",null,"LED 0-100W, GLS 10-250W, 230V~50Hz","","",null,null,null,"SATYNA LIGHT",null,"0,093 kg","82 mm","88 mm","31 mm",null,null,"2024-02-19",null,"","https://www.ospel.pl/sites/all/pliki/import/image/podtynk/kier/satyna/lp-8w_45.jpg","27.33.11.0","8536 50 05"]
[2841,"PNP-W/45            ","Puszka instalacyjna do serii Kier ",10.050000000000001,1,"szt","PLN","23%","",5,null,null,null,null,"5907577473952",null,null,"KIER",null,null,"",null,5,null,"https://www.ospel.pl/sites/all/pliki/import/image/podtynk/kier/satyna/pnp-w_45.jpg","",null,"Wysokość 35mm","","",null,null,null,"SATYNA LIGHT",null,"0,047 kg","82 mm","85 mm","",null,null,"2024-02-19",null,"","https://www.ospel.pl/sites/all/pliki/import/image/podtynk/kier/satyna/pnp-w_45.jpg","27.33.13.0","8536 90 01"]
[2849,"ŁNH-1LC/25          ","Łącznik jednobiegunowy ",18.29,1,"szt","PLN","23%","",10,null,null,null,null,"5907577401368",null,null,"LAMBDA",null,null,"",null,10,null,"https://www.ospel.pl/sites/all/pliki/import/image/natynk/lambda/lnh-1lc_25.jpg","",null,"","","",null,null,null,"CZARNY",null,"","85 mm","67 mm","",null,null,"2024-02-19",null,"https://www.ospel.pl/sites/all/pliki/import/image/schematy/lacznik_jednobiegunowy.jpg","https://www.ospel.pl/sites/all/pliki/import/image/natynk/lambda/lnh-1lc_25.jpg","27.33.11.0","8536 50 07"]
[2854,"ŁNH-5L/00           ","Łącznik zwierny \"światło\" ",18.53,1,"szt","PLN","23%","",10,null,null,null,null,"5907577400255",null,null,"LAMBDA",null,null,"",null,10,null,"https://www.ospel.pl/sites/all/pliki/import/image/natynk/lambda/lnh-5l.jpg","",null,"","","",null,null,null,"BIAŁY",null,"","85 mm","67 mm","",null,null,"2024-02-19",null,"https://www.ospel.pl/sites/all/pliki/import/image/schematy/lacznik_zwierny_swiatlo.jpg","https://www.ospel.pl/sites/all/pliki/import/image/natynk/lambda/lnh-5l.jpg","27.33.11.0","8536 50 07"]
[2862,"GNH-1NZ/00/d        ","Gniazdo pojedyncze z uziemieniem wieczko przezroczyste",15.35,1,"szt","PLN","23%","",10,null,null,null,null,"5907577450465",null,null,"MADERA",null,null,"",null,10,null,"https://www.ospel.pl/sites/all/pliki/import/image/natynk/madera/gnh-1nz_00_d.jpg","",null,"16A/250~, IP-44, zaciski gwintowe","","",null,null,null,"BIAŁY",null,"0,0930 kg","70 mm","65 mm","",null,null,"2024-02-19",null,"","https://www.ospel.pl/sites/all/pliki/import/image/natynk/madera/gnh-1nz_00_d.jpg","27.33.13.0","8536 69 90"]
[2867,"GNH-2NS/00/w        ","Gniazdo podwójne z uziemieniem schuko wieczko w kolorze wyrobu",41.36,1,"szt","PLN","23%","",5,null,null,null,null,"5907577450717",null,null,"MADERA",null,null,"",null,5,null,"https://www.ospel.pl/sites/all/pliki/import/image/natynk/madera/gnh-2ns_00_w.jpg","",null,"16A/250~, IP-44, zaciski gwintowe","","",null,null,null,"BIAŁY",null,"0,1870 kg","70 mm","130 mm","",null,null,"2024-02-19",null,"","https://www.ospel.pl/sites/all/pliki/import/image/natynk/madera/gnh-2ns_00_w.jpg","27.33.13.0","8536 69 90"]
[2875,"GNH-3NS/00/w        ","Gniazdo potrójne z uziemieniem schuko wieczko w kolorze wyrobu",59.28,1,"szt","PLN","23%","",3,null,null,null,null,"5907577450755",null,null,"MADERA",null,null,"",null,3,null,"https://www.ospel.pl/sites/all/pliki/import/image/natynk/madera/gnh-3nz_00_w.jpg","",null,"16A/250~, IP-44, zaciski gwintowe","","",null,null,null,"BIAŁY",null,"0,2760 kg","70 mm","195 mm","",null,null,"2024-02-19",null,"","https://www.ospel.pl/sites/all/pliki/import/image/natynk/madera/gnh-3nz_00_w.jpg","27.33.13.0","8536 69 90"]
[2883,"ŁNH-11NS/00         ","Łącznik dwubiegunowy z podświetleniem pomarańczowym",24.67,1,"szt","PLN","23%","",10,null,null,null,null,"5907577450458",null,null,"MADERA",null,null,"",null,10,null,"https://www.ospel.pl/sites/all/pliki/import/image/natynk/madera/lnh-11ns_00.jpg","",null,"10AX/250~, IP-44 zaciski gwintowe","","",null,null,null,"BIAŁY",null,"0,088 kg","70 mm","65 mm","",null,null,"2024-02-19",null,"","https://www.ospel.pl/sites/all/pliki/import/image/natynk/madera/lnh-11ns_00.jpg","27.33.11.0","8536 50 07"]
[2888,"ŁNH-3N/00           ","Łącznik schodowy ",18.53,1,"szt","PLN","23%","",10,null,null,null,null,"5907577450328",null,null,"MADERA",null,null,"",null,10,null,"https://www.ospel.pl/sites/all/pliki/import/image/natynk/madera/lnh-3n_00.jpg","",null,"10AX/250~, IP-44 zaciski gwintowe","","",null,null,null,"BIAŁY",null,"0,085 kg","70 mm","65 mm","",null,null,"2024-02-19",null,"","https://www.ospel.pl/sites/all/pliki/import/image/natynk/madera/lnh-3n_00.jpg","27.33.11.0","8536 50 07"]
[2896,"ŁNH-7N/00           ","Łącznik żaluzjowy, zwierny ",26.26,1,"szt","PLN","23%","",10,null,null,null,null,"5907577450366",null,null,"MADERA",null,null,"",null,10,null,"https://www.ospel.pl/sites/all/pliki/import/image/natynk/madera/lnh-7n_00.jpg","",null,"10AX/250~, IP-44 zaciski gwintowe","","",null,null,null,"BIAŁY",null,"0,085 kg","70 mm","65 mm","",null,null,"2024-02-19",null,"","https://www.ospel.pl/sites/all/pliki/import/image/natynk/madera/lnh-7n_00.jpg","27.33.11.0","8536 50 07"]
[2901,"ZH-NŁ1SG/00/w       ","Zestaw Łącznik jednobiegunowy z podświetleniem + Gniazdo pojedyncze wieczko w kolorze wyrobu",35.97,1,"szt","PLN","23%","",5,null,null,null,null,"5907577450618",null,null,"MADERA",null,null,"",null,5,null,"https://www.ospel.pl/sites/all/pliki/import/image/natynk/madera/zh-nl1sg_00_w.jpg","",null,"10AX/16A/250~, IP-44 zaciski gwintowe","","",null,null,null,"BIAŁY",null,"0,1600 kg","70 mm","130 mm","",null,null,"2024-02-19",null,"","https://www.ospel.pl/sites/all/pliki/import/image/natynk/madera/zh-nl1sg_00_w.jpg","27.33.13.0","8536 49 00"]
[2909,"LP-2C               ","Moduł podświetlenia led czerwony ",11.58,1,"szt","PLN","23%","",25,null,null,null,null,"5907577459260",null,null,"MODUŁ PODŚWIETLENIA",null,null,"",null,25,null,"https://www.ospel.pl/sites/all/pliki/import/image/podtynk/podswietlenie/lp-01.jpg","",null,"0,1W","","",null,null,null,"",null,"","","","",null,null,"2024-02-19",null,"","https://www.ospel.pl/sites/all/pliki/import/image/podtynk/podswietlenie/lp-01.jpg","27.33.13.0","8536 90 01"]
[2917,"MG-USB              ","Moduł gniazda USB ",43.29,1,"szt","PLN","23%","",10,null,null,null,null,"5907577460112",null,null,"MODUŁY TELEINFORMATYCZNE",null,null,"",null,10,null,"https://www.ospel.pl/sites/all/pliki/import/image/podtynk/modul_komp/usb.jpg","",null,"","","",null,null,null,"",null,"","","","",null,null,"2024-02-19",null,"","https://www.ospel.pl/sites/all/pliki/import/image/podtynk/modul_komp/usb.jpg","26.30.30.0","8517 18 00"]
[2922,"MGK-K6              ","Moduł gniazda komputerowego MMC RJ45 kat 6",49.78,1,"szt","PLN","23%","",10,null,null,null,null,"5907577455385",null,null,"MODUŁY TELEINFORMATYCZNE",null,null,"",null,10,null,"https://www.ospel.pl/sites/all/pliki/import/image/podtynk/modul_komp/mgk-k6_mmc.jpg","",null,"","","Tylko na zamówienie",null,null,null,"",null,"","","","",null,null,"2024-02-19",null,"","https://www.ospel.pl/sites/all/pliki/import/image/podtynk/modul_komp/mgk-k6_mmc.jpg","26.30.30.0","8536 69 90"]
[2930,"MGS-1SC             ","Moduł gniazda światłowodowego typu SC ",26.63,1,"szt","PLN","23%","",10,null,null,null,null,"5907577497347",null,null,"MODUŁY TELEINFORMATYCZNE",null,null,"",null,10,null,"https://www.ospel.pl/sites/all/pliki/import/image/podtynk/modul_komp/mgs-1sc.jpg","",null,"","","",null,null,null,"",null,"","","","",null,null,"2024-02-19",null,"","https://www.ospel.pl/sites/all/pliki/import/image/podtynk/modul_komp/mgs-1sc.jpg","26.30.30.0","8517 18 00"]
[2938,"OS/16               ","Osłona ściany ",8.31,1,"szt","PLN","23%","",0,null,null,null,null,"5907559828107",null,null,"OSŁONA ŚCIANY",null,null,"",null,0,null,"https://www.ospel.pl/sites/all/pliki/import/image/akcesoria/tlo_16.jpg","",null,"","","",null,null,null,"SATYNA",null,"","","","",null,null,"2024-02-19",null,"","https://www.ospel.pl/sites/all/pliki/import/image/akcesoria/tlo_16.jpg","22.23.19.0","8536 90 01"]
[2943,"GK-1/46             ","Gniazdo pojedyncze ",14.96,1,"szt","PLN","23%","",10,null,null,null,null,"5907577477257",null,null,"OSPEL45",null,null,"",null,10,null,"https://www.ospel.pl/sites/all/pliki/import/image/podtynk/ospel45/gk-1_46.jpg","",null,"16A/250~, IP-20, zaciski gwintowe","","",null,null,null,"BIAŁY CIEPŁY ",null,"","45 mm","45 mm","38 mm",null,null,"2024-02-19",null,"","https://www.ospel.pl/sites/all/pliki/import/image/podtynk/ospel45/gk-1_46.jpg","27.33.13.0","8536 69 90"]
[2951,"GK-1ZP/46           ","Gniazdo pojedyncze z uziemieniem z przesłonami torów prądowych",17.8,1,"szt","PLN","23%","",10,null,null,null,null,"5907577477301",null,null,"OSPEL45",null,null,"",null,10,null,"https://www.ospel.pl/sites/all/pliki/import/image/podtynk/ospel45/gk-1zp_46.jpg","",null,"16A/250~, IP-20, zaciski gwintowe","","",null,null,null,"BIAŁY CIEPŁY ",null,"","45 mm","45 mm","38 mm",null,null,"2024-02-19",null,"","https://www.ospel.pl/sites/all/pliki/import/image/podtynk/ospel45/gk-1zp_46.jpg","27.33.13.0","8536 69 90"]
[2963,"ŁK-3S/46            ","Łącznik schodowy z podświetleniem pomarańczowym",19.53,1,"szt","PLN","23%","",10,null,null,null,null,"5907577462482",null,null,"OSPEL45",null,null,"",null,10,null,"https://www.ospel.pl/sites/all/pliki/import/image/podtynk/ospel45/lk-1s_46.jpg","",null,"10AX/250V, IP-20 zaciski gwintowe","","",null,null,null,"BIAŁY CIEPŁY ",null,"0,026 kg","45 mm","22.5 mm","47 mm",null,null,"2024-02-19",null,"","https://www.ospel.pl/sites/all/pliki/import/image/podtynk/ospel45/lk-1s_46.jpg","27.33.11.0","8536 50 07"]
[2964,"ŁK-5/46             ","Łącznik zwierny ",16.2,1,"szt","PLN","23%","",10,null,null,null,null,"5907577462499",null,null,"OSPEL45",null,null,"",null,10,null,"https://www.ospel.pl/sites/all/pliki/import/image/podtynk/ospel45/lk-1_46.jpg","",null,"10AX/250V, IP-20 zaciski gwintowe","","",null,null,null,"BIAŁY CIEPŁY ",null,"0,021 kg","45 mm","22.5 mm","47 mm",null,null,"2024-02-19",null,"","https://www.ospel.pl/sites/all/pliki/import/image/podtynk/ospel45/lk-1_46.jpg","27.33.11.0","8536 50 07"]
[2972,"ŁW-5P/00            ","Łącznik zwierny \"światło\" ",12.27,1,"szt","PLN","23%","",20,null,null,null,null,"5907577408299",null,null,"PI",null,null,"",null,20,null,"https://www.ospel.pl/sites/all/pliki/import/image/natynk/pi/lw-5p.jpg","",null,"6A/250~, IP-20, zaciski gwintowe","","",null,null,null,"BIAŁY",null,"0,025 kg","71.5 mm","64 mm","",null,null,"2024-02-19",null,"https://www.ospel.pl/sites/all/pliki/import/image/schematy/lacznik_zwierny_swiatlo.jpg","https://www.ospel.pl/sites/all/pliki/import/image/natynk/pi/lw-5p.jpg","27.33.11.0","8536 50 07"]
[2984,"RKI-16A/25          ","Rura karbowana instalacyjna 320N średnica zewnętrzna 16mm",1.25,1,"mb","PLN","23%","",25,null,null,null,null,"5907577476885",null,null,"RURY ELEKTROINSTALACYJNE I KARBOWANE",null,null,"",null,25,null,"https://www.ospel.pl/sites/all/pliki/import/image/akcesoria/rki-11.jpg","",null,"16mm/11,2mm; 320N; -5°C/+60°","","",null,null,null,"SZARY",null,"1,29 kg","","","",null,null,"2024-02-19",null,"","https://www.ospel.pl/sites/all/pliki/import/image/akcesoria/rki-11.jpg","22.21.21.0","3917 23 90"]
[2985,"RKI-16A/50          ","Rura karbowana instalacyjna 320N średnica zewnętrzna 16mm",1.25,1,"mb","PLN","23%","",50,null,null,null,null,"5907577473310",null,null,"RURY ELEKTROINSTALACYJNE I KARBOWANE",null,null,"",null,50,null,"https://www.ospel.pl/sites/all/pliki/import/image/akcesoria/rki-11.jpg","",null,"16mm/11,2mm; 320N; -5°C/+60°","","",null,null,null,"SZARY",null,"2,56 kg","","","",null,null,"2024-02-19",null,"","https://www.ospel.pl/sites/all/pliki/import/image/akcesoria/rki-11.jpg","22.21.21.0","3917 23 90"]
[2993,"RKI-20A/50          ","Rura karbowana instalacyjna 320N średnica zewnętrzna 20mm",1.45,1,"mb","PLN","23%","",50,null,null,null,null,"5907577473297",null,null,"RURY ELEKTROINSTALACYJNE I KARBOWANE",null,null,"",null,50,null,"https://www.ospel.pl/sites/all/pliki/import/image/akcesoria/rki-11.jpg","",null,"20mm/15,2mm; 320N; -5°C/+60°","","",null,null,null,"SZARY",null,"3,06 kg","","","",null,null,"2024-02-19",null,"","https://www.ospel.pl/sites/all/pliki/import/image/akcesoria/rki-11.jpg","22.21.21.0","3917 23 90"]
[3005,"RKI-25B/50          ","Rura karbowana instalacyjna 750N średnica zewnętrzna 25mm",2.39,1,"mb","PLN","23%","",50,null,null,null,null,"5907577473365",null,null,"RURY ELEKTROINSTALACYJNE I KARBOWANE",null,null,"",null,50,null,"https://www.ospel.pl/sites/all/pliki/import/image/akcesoria/rki-11.jpg","",null,"25mm/18mm; 750N; -5°C/+60°","","",null,null,null,"SZARY",null,"4,76 kg","","","",null,null,"2024-02-19",null,"","https://www.ospel.pl/sites/all/pliki/import/image/akcesoria/rki-11.jpg","22.21.21.0","3917 23 90"]
[3006,"RKI-25BP/25         ","Rura karbowana instalacyjna 750N z pilotem, średnica zewnętrzna 25mm",2.52,1,"mb","PLN","23%","",25,null,null,null,null,"5907577477059",null,null,"RURY ELEKTROINSTALACYJNE I KARBOWANE",null,null,"",null,25,null,"https://www.ospel.pl/sites/all/pliki/import/image/akcesoria/rki-11.jpg","",null,"25mm/18mm; 750N; -5°C/+60°","","",null,null,null,"SZARY",null,"2,49 kg","","","",null,null,"2024-02-19",null,"","https://www.ospel.pl/sites/all/pliki/import/image/akcesoria/rki-11.jpg","22.21.21.0","3917 23 90"]
[3018,"AP45-1R/m/40        ","Adapter podtynkowy systemu OSPEL 45 do serii Sonata",14.48,1,"szt","PLN","23%","",4,null,null,null,null,"5907577478735",null,null,"SONATA",null,null,"",null,4,null,"https://www.ospel.pl/sites/all/pliki/import/image/podtynk/sonata/czek_metalik/ap45-1r_m_40.jpg","",null,"","","",null,null,null,"CZEKOLADOWY METALIK",null,"0,04 kg","75 mm","75 mm","20 mm",null,null,"2024-02-19",null,"","https://www.ospel.pl/sites/all/pliki/import/image/podtynk/sonata/czek_metalik/ap45-1r_m_40.jpg","26.40.52.0","8536 90 01"]
[3026,"GG-2R/m/27          ","Gniazdo głośnikowe podwójne ",48.05,1,"szt","PLN","23%","",10,null,null,null,null,"5907577445041",null,null,"SONATA",null,null,"",null,10,null,"https://www.ospel.pl/sites/all/pliki/import/image/podtynk/sonata/ecru/gg-2r_m_27.jpg","https://www.ospel.pl/sites/all/pliki/import/image/rysunki/sonata/gniazda_glosnikowe_podwojne.jpg",null,"Przyłączalność przewodów 0,75mm2","","",null,null,null,"ECRU",null,"0,0525 kg","71 mm","71 mm","20 mm",null,null,"2024-02-19",null,"","https://www.ospel.pl/sites/all/pliki/import/image/podtynk/sonata/ecru/gg-2r_m_27.jpg","26.40.52.0","8517 18 00"]
[3027,"GG-2R/m/33          ","Gniazdo głośnikowe podwójne ",53.95,1,"szt","PLN","23%","",4,null,null,null,null,"5907577446673",null,null,"SONATA",null,null,"",null,4,null,"https://www.ospel.pl/sites/all/pliki/import/image/podtynk/sonata/czarny/gg-2r_m_33.jpg","https://www.ospel.pl/sites/all/pliki/import/image/rysunki/sonata/gniazda_glosnikowe_podwojne.jpg",null,"Przyłączalność przewodów 0,75mm2","","",null,null,null,"CZARNY METALIK",null,"0,0525 kg","71 mm","71 mm","20 mm",null,null,"2024-02-19",null,"","https://www.ospel.pl/sites/all/pliki/import/image/podtynk/sonata/czarny/gg-2r_m_33.jpg","26.40.52.0","8517 18 00"]
[3039,"GP-1R/m/33          ","Gniazdo pojedyncze ",25.9,1,"szt","PLN","23%","",4,null,null,null,null,"5907577446239",null,null,"SONATA",null,null,"",null,4,null,"https://www.ospel.pl/sites/all/pliki/import/image/podtynk/sonata/czarny/gp-1r_m_33.jpg","https://www.ospel.pl/sites/all/pliki/import/image/rysunki/sonata/gniazda_pojedyncze_bk.jpg",null,"16A/250~, IP-20, zaciski gwintowe","","",null,null,null,"CZARNY METALIK",null,"0,0665 kg","71 mm","71 mm","24 mm",null,null,"2024-02-19",null,"","https://www.ospel.pl/sites/all/pliki/import/image/podtynk/sonata/czarny/gp-1r_m_33.jpg","27.33.13.0","8536 69 90"]
[3047,"GP-1RP/m/39         ","Gniazdo pojedyncze z przesłonami torów prądowych",26.64,1,"szt","PLN","23%","",4,null,null,null,null,"5907577447977",null,null,"SONATA",null,null,"",null,4,null,"https://www.ospel.pl/sites/all/pliki/import/image/podtynk/sonata/szampan_zloty/gp-1rp_m_39.jpg","",null,"16A/250~, IP-20, zaciski gwintowe","","",null,null,null,"SZAMPAŃSKI ZŁOTY",null,"0,0665 kg","71 mm","71 mm","24 mm",null,null,"2024-02-19",null,"","https://www.ospel.pl/sites/all/pliki/import/image/podtynk/sonata/szampan_zloty/gp-1rp_m_39.jpg","27.33.13.0","8536 69 90"]
[3052,"GP-1RS/m/38         ","Gniazdo pojedyncze z uziemieniem schuko ",31.41,1,"szt","PLN","23%","",4,null,null,null,null,"5907577449131",null,null,"SONATA",null,null,"",null,4,null,"https://www.ospel.pl/sites/all/pliki/import/image/podtynk/sonata/srebro_mat/gp-1rs_m_38.jpg","",null,"16A/250~, IP-20, zaciski gwintowe","","",null,null,null,"SREBRO MAT",null,"0,0735 kg","71 mm","71 mm","27 mm",null,null,"2024-02-19",null,"","https://www.ospel.pl/sites/all/pliki/import/image/podtynk/sonata/srebro_mat/gp-1rs_m_38.jpg","27.33.13.0","8536 69 90"]
[3060,"GP-1RSP/m/40        ","Gniazdo pojedyncze z uziemieniem schuko z przesłonami torów prądowych",31.91,1,"szt","PLN","23%","",4,null,null,null,null,"5907577449599",null,null,"SONATA",null,null,"",null,4,null,"https://www.ospel.pl/sites/all/pliki/import/image/podtynk/sonata/czek_metalik/gp-1rsp_m_40.jpg","",null,"16A/250~, IP-20, zaciski gwintowe","","",null,null,null,"CZEKOLADOWY METALIK",null,"0,074 kg","71 mm","71 mm","27 mm",null,null,"2024-02-19",null,"","https://www.ospel.pl/sites/all/pliki/import/image/podtynk/sonata/czek_metalik/gp-1rsp_m_40.jpg","27.33.13.0","8536 69 90"]
[3068,"GP-1RZ/m/27         ","Gniazdo pojedyncze z uziemieniem ",20.62,1,"szt","PLN","23%","",10,null,null,null,null,"5907577444822",null,null,"SONATA",null,null,"",null,10,null,"https://www.ospel.pl/sites/all/pliki/import/image/podtynk/sonata/ecru/gp-1rz_m_27.jpg","https://www.ospel.pl/sites/all/pliki/import/image/rysunki/sonata/gniazda_pojedyncze_ip20.jpg",null,"16A/250~, IP-20, zaciski gwintowe","","",null,null,null,"ECRU",null,"0,0735 kg","71 mm","71 mm","24 mm",null,null,"2024-02-19",null,"","https://www.ospel.pl/sites/all/pliki/import/image/podtynk/sonata/ecru/gp-1rz_m_27.jpg","27.33.13.0","8536 69 90"]
[3073,"GP-1RZD/m/00        ","Gniazdo pojedyncze z uziemieniem DATA ",21.23,1,"szt","PLN","23%","",10,null,null,null,null,"5907577444280",null,null,"SONATA",null,null,"",null,10,null,"https://www.ospel.pl/sites/all/pliki/import/image/podtynk/sonata/bialy/gp-1rzd_m_00.jpg","",null,"16A/250~, IP-20, zaciski gwintowe","","",null,null,null,"CZERWONY",null,"0,0735 kg","71 mm","71 mm","27 mm",null,null,"2024-02-19",null,"","https://www.ospel.pl/sites/all/pliki/import/image/podtynk/sonata/bialy/gp-1rzd_m_00.jpg","27.33.13.0","8536 69 90"]
[3081,"GP-1RZP/m/40        ","Gniazdo pojedyncze z uziemieniem z przesłonami torów prądowych",30.68,1,"szt","PLN","23%","",4,null,null,null,null,"5907577448677",null,null,"SONATA",null,null,"",null,4,null,"https://www.ospel.pl/sites/all/pliki/import/image/podtynk/sonata/czek_metalik/gp-1rzp_m_40.jpg","",null,"16A/250~, IP-20, zaciski gwintowe","","",null,null,null,"CZEKOLADOWY METALIK",null,"0,0745 kg","71 mm","71 mm","24 mm",null,null,"2024-02-19",null,"","https://www.ospel.pl/sites/all/pliki/import/image/podtynk/sonata/czek_metalik/gp-1rzp_m_40.jpg","27.33.13.0","8536 69 90"]
[3089,"GP-2R/27            ","Gniazdo podwójne kompletne z ramką",23.93,1,"szt","PLN","23%","",10,null,null,null,null,"5907577444846",null,null,"SONATA",null,null,"",null,10,null,"https://www.ospel.pl/sites/all/pliki/import/image/podtynk/sonata/ecru/gp-2r_27.jpg","https://www.ospel.pl/sites/all/pliki/import/image/rysunki/sonata/gniazda_podwojne_bk.jpg",null,"16A/250~, IP-20, zaciski gwintowe","","",null,null,null,"ECRU",null,"0,088 kg","90 mm","84 mm","27 mm",null,null,"2024-02-19",null,"","https://www.ospel.pl/sites/all/pliki/import/image/podtynk/sonata/ecru/gp-2r_27.jpg","27.33.13.0","8536 69 90"]
[3094,"GP-2RC/00           ","Gniazdo podwójne z uziemieniem z funkcją niezamienności faz, kompletne z ramką",26.64,1,"szt","PLN","23%","",5,null,null,null,null,"5907577445225",null,null,"SONATA",null,null,"",null,5,null,"https://www.ospel.pl/sites/all/pliki/import/image/podtynk/sonata/bialy/gp-2rc_00.jpg","https://www.ospel.pl/sites/all/pliki/import/image/rysunki/sonata/gniazda_podwojne_nf.jpg",null,"16A/250~, IP-20, zaciski gwintowe","","",null,null,null,"BIAŁY",null,"0,0945 kg","90 mm","84 mm","23 mm",null,null,"2024-02-19",null,"","https://www.ospel.pl/sites/all/pliki/import/image/podtynk/sonata/bialy/gp-2rc_00.jpg","27.33.13.0","8536 69 90"]
[3102,"GP-2RP/33           ","Gniazdo podwójne z przesłonami torów prądowych, kompletne z ramką",33.75,1,"szt","PLN","23%","",4,null,null,null,null,"5907577446338",null,null,"SONATA",null,null,"",null,4,null,"https://www.ospel.pl/sites/all/pliki/import/image/podtynk/sonata/czarny/gp-2rp_33.jpg","https://www.ospel.pl/sites/all/pliki/import/image/rysunki/sonata/gniazda_podwojne_bk.jpg",null,"16A/250~, IP-20, zaciski gwintowe","","",null,null,null,"CZARNY METALIK",null,"0,089 kg","90 mm","84 mm","27 mm",null,null,"2024-02-19",null,"","https://www.ospel.pl/sites/all/pliki/import/image/podtynk/sonata/czarny/gp-2rp_33.jpg","27.33.13.0","8536 69 90"]
[3107,"GP-2RR/m/27         ","Gniazdo podwójne moduł bez ramki",20.37,1,"szt","PLN","23%","",10,null,null,null,null,"5907577444860",null,null,"SONATA",null,null,"",null,10,null,"https://www.ospel.pl/sites/all/pliki/import/image/podtynk/sonata/ecru/gp-2rr_m_27.jpg","https://www.ospel.pl/sites/all/pliki/import/image/rysunki/sonata/gniazda_podwojne_bk.jpg",null,"16A/250~, IP-20, zaciski gwintowe","","",null,null,null,"ECRU",null,"0,071 kg","71 mm","71 mm","22 mm",null,null,"2024-02-19",null,"","https://www.ospel.pl/sites/all/pliki/import/image/podtynk/sonata/ecru/gp-2rr_m_27.jpg","27.33.13.0","8536 69 90"]
[3115,"GP-2RRP/m/38        ","Gniazdo podwójne z przesłonami torów prądowych, moduł bez ramki",27.74,1,"szt","PLN","23%","",4,null,null,null,null,"5907577447403",null,null,"SONATA",null,null,"",null,4,null,"https://www.ospel.pl/sites/all/pliki/import/image/podtynk/sonata/srebro_mat/gp-2rrp_m_38.jpg","",null,"16A/250~, IP-20, zaciski gwintowe","","",null,null,null,"SREBRO MAT",null,"0,072 kg","71 mm","71 mm","22 mm",null,null,"2024-02-19",null,"","https://www.ospel.pl/sites/all/pliki/import/image/podtynk/sonata/srebro_mat/gp-2rrp_m_38.jpg","27.33.13.0","8536 69 90"]
[3123,"GP-2RRZ/m/40        ","Gniazdo podwójne z uziemieniem moduł bez ramki",30.43,1,"szt","PLN","23%","",4,null,null,null,null,"5907577448776",null,null,"SONATA",null,null,"",null,4,null,"https://www.ospel.pl/sites/all/pliki/import/image/podtynk/sonata/czek_metalik/gp-2rrz_m_40.jpg","",null,"16A/250~, IP-20, zaciski gwintowe","","",null,null,null,"CZEKOLADOWY METALIK",null,"0,083 kg","71 mm","71 mm","22 mm",null,null,"2024-02-19",null,"","https://www.ospel.pl/sites/all/pliki/import/image/podtynk/sonata/czek_metalik/gp-2rrz_m_40.jpg","27.33.13.0","8536 69 90"]
[3128,"GP-2RRZP/m/39       ","Gniazdo podwójne z uziemieniem z przesłonami torów prądowych, moduł bez ramki",31.55,1,"szt","PLN","23%","",4,null,null,null,null,"5907577448103",null,null,"SONATA",null,null,"",null,4,null,"https://www.ospel.pl/sites/all/pliki/import/image/podtynk/sonata/szampan_zloty/gp-2rrzp_m_39.jpg","",null,"16A/250~, IP-20, zaciski gwintowe","","",null,null,null,"SZAMPAŃSKI ZŁOTY",null,"0,084 kg","71 mm","71 mm","22 mm",null,null,"2024-02-19",null,"","https://www.ospel.pl/sites/all/pliki/import/image/podtynk/sonata/szampan_zloty/gp-2rrzp_m_39.jpg","27.33.13.0","8536 69 90"]
[3136,"GP-2RSP/00          ","Gniazdo podwójne z uziemieniem schuko z przesłonami torów prądowych, kompletne z ramką",32.020000000000003,1,"szt","PLN","23%","",5,null,null,null,null,"5907577445249",null,null,"SONATA",null,null,"",null,5,null,"https://www.ospel.pl/sites/all/pliki/import/image/podtynk/sonata/bialy/gp-2rsp_00.jpg","https://www.ospel.pl/sites/all/pliki/import/image/rysunki/sonata/gniazda_podwojne_schucko.jpg",null,"16A/250~, IP-20, zaciski gwintowe","","",null,null,null,"BIAŁY",null,"0,095 kg","90 mm","84 mm","23 mm",null,null,"2024-02-19",null,"","https://www.ospel.pl/sites/all/pliki/import/image/podtynk/sonata/bialy/gp-2rsp_00.jpg","27.33.13.0","8536 69 90"]
[3141,"GP-2RSP/40          ","Gniazdo podwójne z uziemieniem schuko z przesłonami torów prądowych, kompletne z ramką",36.93,1,"szt","PLN","23%","",5,null,null,null,null,"5907577449858",null,null,"SONATA",null,null,"",null,5,null,"https://www.ospel.pl/sites/all/pliki/import/image/podtynk/sonata/czek_metalik/gp-2rsp_40.jpg","",null,"16A/250~, IP-20, zaciski gwintowe","","",null,null,null,"CZEKOLADOWY METALIK",null,"0,095 kg","90 mm","84 mm","23 mm",null,null,"2024-02-19",null,"","https://www.ospel.pl/sites/all/pliki/import/image/podtynk/sonata/czek_metalik/gp-2rsp_40.jpg","27.33.13.0","8536 69 90"]
[3149,"GP-2RZP/27          ","Gniazdo podwójne z uziemieniem z przesłonami torów prądowych, kompletne z ramką",28.1,1,"szt","PLN","23%","",10,null,null,null,null,"5907577445522",null,null,"SONATA",null,null,"",null,10,null,"https://www.ospel.pl/sites/all/pliki/import/image/podtynk/sonata/ecru/gp-2rzp_27.jpg","https://www.ospel.pl/sites/all/pliki/import/image/rysunki/sonata/gniazda_podwojne.jpg",null,"16A/250~, IP-20, zaciski gwintowe","","",null,null,null,"ECRU",null,"0,101 kg","90 mm","84 mm","27 mm",null,null,"2024-02-19",null,"","https://www.ospel.pl/sites/all/pliki/import/image/podtynk/sonata/ecru/gp-2rzp_27.jpg","27.33.13.0","8536 69 90"]
[3157,"GP-3R/m/38          ","Gniazdo potrójne EURO ",27.86,1,"szt","PLN","23%","",4,null,null,null,null,"5907577447434",null,null,"SONATA",null,null,"",null,4,null,"https://www.ospel.pl/sites/all/pliki/import/image/podtynk/sonata/srebro_mat/gp-3r_m_38.jpg","",null,"2,5A/250~, IP-20, zaciski gwintowe","","",null,null,null,"SREBRO MAT",null,"0,066 kg","71 mm","71 mm","27 mm",null,null,"2024-02-19",null,"","https://www.ospel.pl/sites/all/pliki/import/image/podtynk/sonata/srebro_mat/gp-3r_m_38.jpg","27.33.13.0","8536 69 90"]
[3162,"GP-3RP/m/33         ","Gniazdo potrójne EURO z przesłonami torów prądowych",29.83,1,"szt","PLN","23%","",4,null,null,null,null,"5907577479183",null,null,"SONATA",null,null,"",null,4,null,"https://www.ospel.pl/sites/all/pliki/import/image/podtynk/sonata/czarny/gp-3rp_m_33.jpg","",null,"2,5A/250~, IP-20, zaciski gwintowe","","",null,null,null,"CZARNY METALIK",null,"0,07 kg","71 mm","71 mm","27 mm",null,null,"2024-02-19",null,"","https://www.ospel.pl/sites/all/pliki/import/image/podtynk/sonata/czarny/gp-3rp_m_33.jpg","27.33.13.0","8536 69 90"]
[3170,"GPA-10RP/m/33       ","Gniazdo RTV przelotowe 10-dB ",70.28,1,"szt","PLN","23%","",4,null,null,null,null,"5907577446413",null,null,"SONATA",null,null,"",null,4,null,"https://www.ospel.pl/sites/all/pliki/import/image/podtynk/sonata/czarny/gpa-rk_m_33.jpg","https://www.ospel.pl/sites/all/pliki/import/image/rysunki/sonata/gniazda_rtv_sat_1.jpg",null,"Współczynnik tłumienia 10dB","","",null,null,null,"CZARNY METALIK",null,"0,101 kg","71 mm","71 mm","24 mm",null,null,"2024-02-19",null,"","https://www.ospel.pl/sites/all/pliki/import/image/podtynk/sonata/czarny/gpa-rk_m_33.jpg","26.40.52.0","8517 18 00"]
[3178,"GPA-10RPZ/m/39      ","Gniazdo RTV zakończeniowe ",70.28,1,"szt","PLN","23%","",4,null,null,null,null,"5907577448158",null,null,"SONATA",null,null,"",null,4,null,"https://www.ospel.pl/sites/all/pliki/import/image/podtynk/sonata/szampan_zloty/gpa-10rp_m_39.jpg","",null,"Współczynnik tłumienia 10dB","","",null,null,null,"SZAMPAŃSKI ZŁOTY",null,"0,101 kg","71 mm","71 mm","24 mm",null,null,"2024-02-19",null,"","https://www.ospel.pl/sites/all/pliki/import/image/podtynk/sonata/szampan_zloty/gpa-10rp_m_39.jpg","26.40.52.0","8517 18 00"]
[3183,"GPA-14RP/m/38       ","Gniazdo RTV przelotowe 14-dB ",70.28,1,"szt","PLN","23%","",4,null,null,null,null,"5907577447458",null,null,"SONATA",null,null,"",null,4,null,"https://www.ospel.pl/sites/all/pliki/import/image/podtynk/sonata/srebro_mat/gpa-10rp_m_38.jpg","",null,"Współczynnik tłumienia 14dB","","",null,null,null,"SREBRO MAT",null,"0,101 kg","71 mm","71 mm","24 mm",null,null,"2024-02-19",null,"","https://www.ospel.pl/sites/all/pliki/import/image/podtynk/sonata/srebro_mat/gpa-10rp_m_38.jpg","26.40.52.0","8517 18 00"]
[3191,"GPA-16RP/m/40       ","Gniazdo RTV przelotowe 16-dB ",70.28,1,"szt","PLN","23%","",4,null,null,null,null,"5907577448820",null,null,"SONATA",null,null,"",null,4,null,"https://www.ospel.pl/sites/all/pliki/import/image/podtynk/sonata/czek_metalik/gpa-10rp_m_40.jpg","",null,"Współczynnik tłumienia 16dB","","",null,null,null,"CZEKOLADOWY METALIK",null,"0,101 kg","71 mm","71 mm","24 mm",null,null,"2024-02-19",null,"","https://www.ospel.pl/sites/all/pliki/import/image/podtynk/sonata/czek_metalik/gpa-10rp_m_40.jpg","26.40.52.0","8517 18 00"]
[3196,"GPA-1RF/m/39        ","Gniazdo antenowe typu F pojedyncze ",31.26,1,"szt","PLN","23%","",4,null,null,null,null,"5907577458737",null,null,"SONATA",null,null,"",null,4,null,"https://www.ospel.pl/sites/all/pliki/import/image/podtynk/sonata/szampan_zloty/gpa-1rf_m_39.jpg","",null,"Złącze typu F","","",null,null,null,"SZAMPAŃSKI ZŁOTY",null,"0,062 kg","71 mm","71 mm","24 mm",null,null,"2024-02-19",null,"","https://www.ospel.pl/sites/all/pliki/import/image/podtynk/sonata/szampan_zloty/gpa-1rf_m_39.jpg","26.40.52.0","8517 18 00"]
[3204,"GPA-R2S/m/00        ","Gniazdo RTV-SAT z dwoma wyjściami SAT ",104.7,1,"szt","PLN","23%","",10,null,null,null,null,"5907577444594",null,null,"SONATA",null,null,"",null,10,null,"https://www.ospel.pl/sites/all/pliki/import/image/podtynk/sonata/bialy/gpa-r2s_m_00.jpg","https://www.ospel.pl/sites/all/pliki/import/image/rysunki/sonata/gniazda_rtv_sat_2.jpg",null,"Współczynnik tłumienia 1,5dB","","",null,null,null,"BIAŁY",null,"0,1085 kg","71 mm","71 mm","24 mm",null,null,"2024-02-19",null,"https://www.ospel.pl/sites/all/pliki/import/image/schematy/gniazdo_sat_2.jpg","https://www.ospel.pl/sites/all/pliki/import/image/podtynk/sonata/bialy/gpa-r2s_m_00.jpg","26.40.52.0","8517 18 00"]
[3212,"GPA-RD/m/33         ","Gniazdo RTV-DATA ",93.53,1,"szt","PLN","23%","",4,null,null,null,null,"5907577460020",null,null,"SONATA",null,null,"",null,4,null,"https://www.ospel.pl/sites/all/pliki/import/image/podtynk/sonata/czarny/gpa-rd_m_33.jpg","",null,"Częstotliwość toru DATA 5÷862 MHz","","",null,null,null,"CZARNY METALIK",null,"0,128 kg","71 mm","71 mm","24 mm",null,null,"2024-02-19",null,"","https://www.ospel.pl/sites/all/pliki/import/image/podtynk/sonata/czarny/gpa-rd_m_33.jpg","26.40.52.0","8517 18 00"]
[3217,"GPA-RK/m/27         ","Gniazdo RTV końcowe ",54.53,1,"szt","PLN","23%","",10,null,null,null,null,"5907577444938",null,null,"SONATA",null,null,"",null,10,null,"https://www.ospel.pl/sites/all/pliki/import/image/podtynk/sonata/ecru/gpa-rk_m_27.jpg","https://www.ospel.pl/sites/all/pliki/import/image/rysunki/sonata/gniazda_rtv_sat_1.jpg",null,"Współczynnik tłumienia 2,5-3dB","","",null,null,null,"ECRU",null,"0,1005 kg","71 mm","71 mm","24 mm",null,null,"2024-02-19",null,"https://www.ospel.pl/sites/all/pliki/import/image/schematy/rtv_sat.pdf","https://www.ospel.pl/sites/all/pliki/import/image/podtynk/sonata/ecru/gpa-rk_m_27.jpg","26.40.52.0","8517 18 00"]
[3225,"GPA-RS/m/38         ","Gniazdo RTV-SAT końcowe ",85.67,1,"szt","PLN","23%","",4,null,null,null,null,"5907577447496",null,null,"SONATA",null,null,"",null,4,null,"https://www.ospel.pl/sites/all/pliki/import/image/podtynk/sonata/srebro_mat/gpa-rs_m_38.jpg","",null,"Współczynnik tłumienia 1,5-2dB","","",null,null,null,"SREBRO MAT",null,"0,104 kg","71 mm","71 mm","24 mm",null,null,"2024-02-19",null,"","https://www.ospel.pl/sites/all/pliki/import/image/podtynk/sonata/srebro_mat/gpa-rs_m_38.jpg","26.40.52.0","8517 18 00"]
[3233,"GPA-RSP/m/40        ","Gniazdo RTV-SAT przelotowe ",108.01,1,"szt","PLN","23%","",4,null,null,null,null,"5907577448868",null,null,"SONATA",null,null,"",null,4,null,"https://www.ospel.pl/sites/all/pliki/import/image/podtynk/sonata/czek_metalik/gpa-rs_m_40.jpg","",null,"Współczynnik tłumienia 1,2dB","","",null,null,null,"CZEKOLADOWY METALIK",null,"0,104 kg","71 mm","71 mm","24 mm",null,null,"2024-02-19",null,"","https://www.ospel.pl/sites/all/pliki/import/image/podtynk/sonata/czek_metalik/gpa-rs_m_40.jpg","26.40.52.0","8517 18 00"]
[3238,"GPE-1R/m/39         ","Gniazdo ekwipotencjalne pojedyncze ",86.71,1,"szt","PLN","23%","",4,null,null,null,null,"5907577460808",null,null,"SONATA",null,null,"",null,4,null,"https://www.ospel.pl/sites/all/pliki/import/image/podtynk/sonata/szampan_zloty/gpe-1r_m_39.jpg","",null,"","","",null,null,null,"SZAMPAŃSKI ZŁOTY",null,"0,049 kg","71 mm","71 mm","22.5 mm",null,null,"2024-02-19",null,"","https://www.ospel.pl/sites/all/pliki/import/image/podtynk/sonata/szampan_zloty/gpe-1r_m_39.jpg","","8536 90 10"]
[3246,"GPH-1RS/m/00/d      ","Gniazdo bryzgoszczelne z uziemieniem schuko IP-44 wieczko przezroczyste",31.79,1,"szt","PLN","23%","",10,null,null,null,null,"5907577445416",null,null,"SONATA",null,null,"",null,10,null,"https://www.ospel.pl/sites/all/pliki/import/image/podtynk/sonata/bialy/gph-1rz_m_00_d.jpg","https://www.ospel.pl/sites/all/pliki/import/image/rysunki/sonata/gniazda_bryzgoszczelne.jpg",null,"16A/250~, IP-44, zaciski gwintowe","","",null,null,null,"BIAŁY",null,"0,0885 kg","71 mm","71 mm","25 mm",null,null,"2024-02-19",null,"","https://www.ospel.pl/sites/all/pliki/import/image/podtynk/sonata/bialy/gph-1rz_m_00_d.jpg","27.33.13.0","8536 69 90"]
[3251,"GPH-1RS/m/40/d      ","Gniazdo bryzgoszczelne z uziemieniem schuko IP-44 wieczko przezroczyste",36.32,1,"szt","PLN","23%","",4,null,null,null,null,"5907577449629",null,null,"SONATA",null,null,"",null,4,null,"https://www.ospel.pl/sites/all/pliki/import/image/podtynk/sonata/czek_metalik/gph-1rs_m_40_d.jpg","",null,"16A/250~, IP-44, zaciski gwintowe","","",null,null,null,"CZEKOLADOWY METALIK",null,"0,0885 kg","71 mm","71 mm","25 mm",null,null,"2024-02-19",null,"","https://www.ospel.pl/sites/all/pliki/import/image/podtynk/sonata/czek_metalik/gph-1rs_m_40_d.jpg","27.33.13.0","8536 69 90"]
[3259,"GPH-1RZ/m/00/w      ","Gniazdo bryzgoszczelne z uziemieniem IP-44 wieczko w kolorze wyrobu",30.8,1,"szt","PLN","23%","",10,null,null,null,null,"5907577446956",null,null,"SONATA",null,null,"",null,10,null,"https://www.ospel.pl/sites/all/pliki/import/image/podtynk/sonata/bialy/gph-1rz_m_00_w.jpg","https://www.ospel.pl/sites/all/pliki/import/image/rysunki/sonata/gniazda_bryzgoszczelne.jpg",null,"16A/250~, IP-44, zaciski gwintowe","","",null,null,null,"BIAŁY",null,"0,0885 kg","71 mm","71 mm","25 mm",null,null,"2024-02-19",null,"","https://www.ospel.pl/sites/all/pliki/import/image/podtynk/sonata/bialy/gph-1rz_m_00_w.jpg","27.33.13.0","8536 69 90"]
[3267,"GPH-1RZP/m/00/w     ","Gniazdo bryzgoszczelne z uziemieniem IP-44 z przesłonami torów prądowych wieczko w kolorze wyrobu",31.55,1,"szt","PLN","23%","",10,null,null,null,null,"5907577449919",null,null,"SONATA",null,null,"",null,10,null,"https://www.ospel.pl/sites/all/pliki/import/image/podtynk/sonata/bialy/gph-1rz_m_00_w.jpg","",null,"16A/250~, IP-44, zaciski gwintowe","","",null,null,null,"BIAŁY",null,"0,0885 kg","71 mm","71 mm","25 mm",null,null,"2024-02-19",null,"","https://www.ospel.pl/sites/all/pliki/import/image/podtynk/sonata/bialy/gph-1rz_m_00_w.jpg","27.33.13.0","8536 69 90"]
[3272,"GPH-1RZP/m/39/d     ","Gniazdo bryzgoszczelne z uziemieniem IP-44 z przesłonami torów prądowych wieczko przezroczyste",36.700000000000003,1,"szt","PLN","23%","",4,null,null,null,null,"5907577448028",null,null,"SONATA",null,null,"",null,4,null,"https://www.ospel.pl/sites/all/pliki/import/image/podtynk/sonata/szampan_zloty/gph-1rzp_m_39_d.jpg","",null,"16A/250~, IP-44, zaciski gwintowe","","",null,null,null,"SZAMPAŃSKI ZŁOTY",null,"0,0885 kg","71 mm","71 mm","25 mm",null,null,"2024-02-19",null,"","https://www.ospel.pl/sites/all/pliki/import/image/podtynk/sonata/szampan_zloty/gph-1rzp_m_39_d.jpg","27.33.13.0","8536 69 90"]
[3280,"GPK-1R/p/00         ","Obudowa gniazda pojedynczego typu Keystone prosta",12.27,1,"szt","PLN","23%","",10,null,null,null,null,"5907577462048",null,null,"SONATA",null,null,"",null,10,null,"https://www.ospel.pl/sites/all/pliki/import/image/podtynk/sonata/bialy/gpk-1r_p_00.jpg","",null,"","","",null,null,null,"BIAŁY",null,"0,072 kg","71 mm","71 mm","22 mm",null,null,"2024-02-19",null,"","https://www.ospel.pl/sites/all/pliki/import/image/podtynk/sonata/bialy/gpk-1r_p_00.jpg","26.30.30.0","8517 18 00"]
[3292,"GPK-2R/K/m/00       ","Gniazdo komputerowe podwójne, kat. 5e MMC",90.41,1,"szt","PLN","23%","",10,null,null,null,null,"5907577444471",null,null,"SONATA",null,null,"",null,10,null,"https://www.ospel.pl/sites/all/pliki/import/image/podtynk/sonata/bialy/gpk-2r_k_m_00.jpg","https://www.ospel.pl/sites/all/pliki/import/image/rysunki/sonata/gniazda_t_k.jpg",null,"Złącze IDC","","",null,null,null,"BIAŁY",null,"0,066 kg","71 mm","71 mm","22 mm",null,null,"2024-02-19",null,"","https://www.ospel.pl/sites/all/pliki/import/image/podtynk/sonata/bialy/gpk-2r_k_m_00.jpg","26.30.30.0","8517 18 00"]
[3293,"GPK-2R/K/m/27       ","Gniazdo komputerowe podwójne, kat. 5e MMC",90.41,1,"szt","PLN","23%","",10,null,null,null,null,"5907577445010",null,null,"SONATA",null,null,"",null,10,null,"https://www.ospel.pl/sites/all/pliki/import/image/podtynk/sonata/ecru/gpk-2r_k_m_27.jpg","https://www.ospel.pl/sites/all/pliki/import/image/rysunki/sonata/gniazda_t_k.jpg",null,"Złącze IDC","","",null,null,null,"ECRU",null,"0,066 kg","71 mm","71 mm","22 mm",null,null,"2024-02-19",null,"","https://www.ospel.pl/sites/all/pliki/import/image/podtynk/sonata/ecru/gpk-2r_k_m_27.jpg","26.30.30.0","8517 18 00"]
[3301,"GPK-2R/p/38         ","Obudowa gniazda podwójnego typu Keystone prosta",16.57,1,"szt","PLN","23%","",4,null,null,null,null,"5907577462369",null,null,"SONATA",null,null,"",null,4,null,"https://www.ospel.pl/sites/all/pliki/import/image/podtynk/sonata/srebro_mat/gpk-2r_p_38.jpg","",null,"","","",null,null,null,"SREBRO MAT",null,"0,076 kg","71 mm","71 mm","22 mm",null,null,"2024-02-19",null,"","https://www.ospel.pl/sites/all/pliki/import/image/podtynk/sonata/srebro_mat/gpk-2r_p_38.jpg","26.30.30.0","8517 18 00"]
[3313,"GPPK-1R/m/38        ","Przyłącz kablowy ",36.21,1,"szt","PLN","23%","",4,null,null,null,null,"5907577477899",null,null,"SONATA",null,null,"",null,4,null,"https://www.ospel.pl/sites/all/pliki/import/image/podtynk/sonata/srebro_mat/gppk-1r_m_38.jpg","",null,"5x4mm2 zaciski gwintowe","","",null,null,null,"SREBRO MAT",null,"0,08 kg","71 mm","71 mm","22 mm",null,null,"2024-02-19",null,"","https://www.ospel.pl/sites/all/pliki/import/image/podtynk/sonata/srebro_mat/gppk-1r_m_38.jpg","27.33.13.0","8536 90 10"]
[3314,"GPPK-1R/m/39        ","Przyłącz kablowy ",36.21,1,"szt","PLN","23%","",4,null,null,null,null,"5907577477905",null,null,"SONATA",null,null,"",null,4,null,"https://www.ospel.pl/sites/all/pliki/import/image/podtynk/sonata/szampan_zloty/gppk-1r_m_39.jpg","",null,"5x4mm2 zaciski gwintowe","","",null,null,null,"SZAMPAŃSKI ZŁOTY",null,"0,08 kg","71 mm","71 mm","22 mm",null,null,"2024-02-19",null,"","https://www.ospel.pl/sites/all/pliki/import/image/podtynk/sonata/szampan_zloty/gppk-1r_m_39.jpg","27.33.13.0","8536 90 10"]
[3322,"GPT-2RN/m/00        ","Gniazdo telefoniczne podwójne niezależne",51.132600000000004,1,"szt","PLN","23%","",10,null,null,null,null,"5907577444440",null,null,"SONATA",null,null,"",null,10,null,"https://www.ospel.pl/sites/all/pliki/import/image/podtynk/sonata/bialy/gpt-2rn_m_00.jpg","https://www.ospel.pl/sites/all/pliki/import/image/rysunki/sonata/gniazda_t_k.jpg",null,"Zaciski gwintowe","","",null,null,null,"BIAŁY",null,"0,055 kg","71 mm","71 mm","22 mm",null,null,"2024-02-19",null,"","https://www.ospel.pl/sites/all/pliki/import/image/podtynk/sonata/bialy/gpt-2rn_m_00.jpg","26.30.30.0","8517 18 00"]
[3334,"ŁP-10R/m/00         ","Łącznik podwójny schodowy ",32.76,1,"szt","PLN","23%","",10,null,null,null,null,"5907577444150",null,null,"SONATA",null,null,"",null,10,null,"https://www.ospel.pl/sites/all/pliki/import/image/podtynk/sonata/bialy/lp-2r_m_00.jpg","https://www.ospel.pl/sites/all/pliki/import/image/rysunki/sonata/lacznik_podwojny.jpg",null,"16AX250~, IP-20, zaciski bezgwintowe","","",null,null,null,"BIAŁY",null,"0,081 kg","71 mm","71 mm","25 mm",null,null,"2024-02-19",null,"https://www.ospel.pl/sites/all/pliki/import/image/schematy/lacznik_podwojny_schodowy.jpg","https://www.ospel.pl/sites/all/pliki/import/image/podtynk/sonata/bialy/lp-2r_m_00.jpg","27.33.11.0","8536 50 07"]
[3335,"ŁP-10R/m/27         ","Łącznik podwójny schodowy ",32.76,1,"szt","PLN","23%","",10,null,null,null,null,"5907577444709",null,null,"SONATA",null,null,"",null,10,null,"https://www.ospel.pl/sites/all/pliki/import/image/podtynk/sonata/ecru/lp-2r_m_27.jpg","https://www.ospel.pl/sites/all/pliki/import/image/rysunki/sonata/lacznik_podwojny.jpg",null,"16AX250~, IP-20, zaciski bezgwintowe","","",null,null,null,"ECRU",null,"0,081 kg","71 mm","71 mm","25 mm",null,null,"2024-02-19",null,"https://www.ospel.pl/sites/all/pliki/import/image/schematy/lacznik_podwojny_schodowy.jpg","https://www.ospel.pl/sites/all/pliki/import/image/podtynk/sonata/ecru/lp-2r_m_27.jpg","27.33.11.0","8536 50 07"]
[3347,"ŁP-11RS/m/27        ","Łącznik dwubiegunowy z podświetleniem pomarańczowym",31.41,1,"szt","PLN","23%","",10,null,null,null,null,"5907577444808",null,null,"SONATA",null,null,"",null,10,null,"https://www.ospel.pl/sites/all/pliki/import/image/podtynk/sonata/ecru/lp-11rs_m_27.jpg","https://www.ospel.pl/sites/all/pliki/import/image/rysunki/sonata/lacznik_swiatlo.jpg",null,"16AX250~, IP-20, zaciski bezgwintowe","","",null,null,null,"ECRU",null,"0,075 kg","71 mm","71 mm","25 mm",null,null,"2024-02-19",null,"https://www.ospel.pl/sites/all/pliki/import/image/schematy/lacznik_dwubiegunowy.jpg","https://www.ospel.pl/sites/all/pliki/import/image/podtynk/sonata/ecru/lp-11rs_m_27.jpg","27.33.11.0","8536 50 07"]
[3355,"ŁP-12RS/m/38        ","Łącznik kontrolny z podświetleniem niebieskim",34.35,1,"szt","PLN","23%","",4,null,null,null,null,"5907577447175",null,null,"SONATA",null,null,"",null,4,null,"https://www.ospel.pl/sites/all/pliki/import/image/podtynk/sonata/srebro_mat/lp-1rs_m_38.jpg","",null,"16AX250~, IP-20, zaciski bezgwintowe","","",null,null,null,"SREBRO MAT",null,"0,074 kg","71 mm","71 mm","25 mm",null,null,"2024-02-19",null,"","https://www.ospel.pl/sites/all/pliki/import/image/podtynk/sonata/srebro_mat/lp-1rs_m_38.jpg","27.33.11.0","8536 50 07"]
[3356,"ŁP-12RS/m/39        ","Łącznik kontrolny z podświetleniem niebieskim",34.35,1,"szt","PLN","23%","",4,null,null,null,null,"5907577447854",null,null,"SONATA",null,null,"",null,4,null,"https://www.ospel.pl/sites/all/pliki/import/image/podtynk/sonata/szampan_zloty/lp-1rs_m_39.jpg","",null,"16AX250~, IP-20, zaciski bezgwintowe","","",null,null,null,"SZAMPAŃSKI ZŁOTY",null,"0,074 kg","71 mm","71 mm","25 mm",null,null,"2024-02-19",null,"","https://www.ospel.pl/sites/all/pliki/import/image/podtynk/sonata/szampan_zloty/lp-1rs_m_39.jpg","27.33.11.0","8536 50 07"]
[3368,"ŁP-13RS/m/39        ","Łącznik potrójny z podświetleniem niebieskim",51.65,1,"szt","PLN","23%","",4,null,null,null,null,"5907577449568",null,null,"SONATA",null,null,"",null,4,null,"https://www.ospel.pl/sites/all/pliki/import/image/podtynk/sonata/szampan_zloty/lp-13rs_m_39.jpg","",null,"10AX/250~, IP-20 zaciski bezgwintowe","","",null,null,null,"SZAMPAŃSKI ZŁOTY",null,"0,077 kg","71 mm","71 mm","25 mm",null,null,"2024-02-19",null,"","https://www.ospel.pl/sites/all/pliki/import/image/podtynk/sonata/szampan_zloty/lp-13rs_m_39.jpg","27.33.11.0","8536 50 07"]
[3376,"ŁP-16R/m/00         ","Elektroniczny czujnik ruchu ",276.02969999999999,1,"szt","PLN","23%","",5,null,null,null,null,"5907577444525",null,null,"SONATA",null,null,"",null,5,null,"https://www.ospel.pl/sites/all/pliki/import/image/podtynk/sonata/bialy/lp-16r_m_00.jpg","https://www.ospel.pl/sites/all/pliki/import/image/rysunki/sonata/czujnik_ruchu.jpg",null,"Zasięg działania do 7 metrów","","Tylko na zamówienie",null,null,null,"BIAŁY",null,"0,1025 kg","71 mm","71 mm","31 mm",null,null,"2024-02-19",null,"https://www.ospel.pl/sites/all/pliki/import/image/schematy/czujnik_ruchu.pdf","https://www.ospel.pl/sites/all/pliki/import/image/podtynk/sonata/bialy/lp-16r_m_00.jpg","27.33.11.0","8536 50 05"]
[3377,"ŁP-16R/m/27         ","Elektroniczny czujnik ruchu ",276.02969999999999,1,"szt","PLN","23%","",5,null,null,null,null,"5907577445065",null,null,"SONATA",null,null,"",null,5,null,"https://www.ospel.pl/sites/all/pliki/import/image/podtynk/sonata/ecru/lp-16r_m_27.jpg","https://www.ospel.pl/sites/all/pliki/import/image/rysunki/sonata/czujnik_ruchu.jpg",null,"Zasięg działania do 7 metrów","","Tylko na zamówienie",null,null,null,"ECRU",null,"0,1025 kg","71 mm","71 mm","31 mm",null,null,"2024-02-19",null,"https://www.ospel.pl/sites/all/pliki/import/image/schematy/czujnik_ruchu.pdf","https://www.ospel.pl/sites/all/pliki/import/image/podtynk/sonata/ecru/lp-16r_m_27.jpg","27.33.11.0","8536 50 05"]
[3389,"ŁP-19R/m/27         ","Łącznik podwójny krzyżowy ",54.11,1,"szt","PLN","23%","",10,null,null,null,null,"5906729009261",null,null,"SONATA",null,null,"",null,10,null,"https://www.ospel.pl/sites/all/pliki/import/image/podtynk/sonata/ecru/lp-2r_m_27.jpg","",null,"10AX250~, IP-20 zaciski gwintowe","","",null,null,null,"ECRU",null,"","71 mm","71 mm","24 mm",null,null,"2024-02-19",null,"","https://www.ospel.pl/sites/all/pliki/import/image/podtynk/sonata/ecru/lp-2r_m_27.jpg","27.33.11.0","8536 50 07"]
[3397,"ŁP-1R/m/38          ","Łącznik jednobiegunowy ",28.96,1,"szt","PLN","23%","",4,null,null,null,null,"5907577447090",null,null,"SONATA",null,null,"",null,4,null,"https://www.ospel.pl/sites/all/pliki/import/image/podtynk/sonata/srebro_mat/lp-1r_m_38.jpg","",null,"16AX250~, IP-20, zaciski bezgwintowe","","",null,null,null,"SREBRO MAT",null,"0,067 kg","71 mm","71 mm","25 mm",null,null,"2024-02-19",null,"","https://www.ospel.pl/sites/all/pliki/import/image/podtynk/sonata/srebro_mat/lp-1r_m_38.jpg","27.33.11.0","8536 50 07"]
[3402,"ŁP-1RS/m/33         ","Łącznik jednobiegunowy z podświetleniem niebieskim",34.35,1,"szt","PLN","23%","",4,null,null,null,null,"5907577446154",null,null,"SONATA",null,null,"",null,4,null,"https://www.ospel.pl/sites/all/pliki/import/image/podtynk/sonata/czarny/lp-1rs_m_33.jpg","https://www.ospel.pl/sites/all/pliki/import/image/rysunki/sonata/lacznik_ip20.jpg",null,"16AX250~, IP-20, zaciski bezgwintowe","","",null,null,null,"CZARNY METALIK",null,"0,068 kg","71 mm","71 mm","25 mm",null,null,"2024-02-19",null,"","https://www.ospel.pl/sites/all/pliki/import/image/podtynk/sonata/czarny/lp-1rs_m_33.jpg","27.33.11.0","8536 50 07"]
[3410,"ŁP-21R/m/39         ","Łącznik zwierny ",30.8,1,"szt","PLN","23%","",4,null,null,null,null,"5906729015989",null,null,"SONATA",null,null,"",null,4,null,"https://www.ospel.pl/sites/all/pliki/import/image/podtynk/sonata/szampan_zloty/lp-1r_m_39.jpg","",null,"10AX/250~, IP-20 zaciski bezgwintowe","","",null,null,null,"SZAMPAŃSKI ZŁOTY",null,"0,07 kg","71 mm","71 mm","25 mm",null,null,"2024-02-19",null,"","https://www.ospel.pl/sites/all/pliki/import/image/podtynk/sonata/szampan_zloty/lp-1r_m_39.jpg","27.33.11.0","8536 50 07"]
[3418,"ŁP-2R/m/00          ","Łącznik dwugrupowy świecznikowy ",23.93,1,"szt","PLN","23%","",10,null,null,null,null,"5907577444075",null,null,"SONATA",null,null,"",null,10,null,"https://www.ospel.pl/sites/all/pliki/import/image/podtynk/sonata/bialy/lp-2r_m_00.jpg","https://www.ospel.pl/sites/all/pliki/import/image/rysunki/sonata/lacznik_podwojny.jpg",null,"16AX250~, IP-20, zaciski bezgwintowe","","",null,null,null,"BIAŁY",null,"0,075 kg","71 mm","71 mm","25 mm",null,null,"2024-02-19",null,"https://www.ospel.pl/sites/all/pliki/import/image/schematy/lacznik_swiecznikowy.jpg","https://www.ospel.pl/sites/all/pliki/import/image/podtynk/sonata/bialy/lp-2r_m_00.jpg","27.33.11.0","8536 50 07"]
[3423,"ŁP-2R/m/40          ","Łącznik dwugrupowy świecznikowy ",33.25,1,"szt","PLN","23%","",4,null,null,null,null,"5907577448462",null,null,"SONATA",null,null,"",null,4,null,"https://www.ospel.pl/sites/all/pliki/import/image/podtynk/sonata/czek_metalik/lp-2r_m_40.jpg","",null,"16AX250~, IP-20, zaciski bezgwintowe","","",null,null,null,"CZEKOLADOWY METALIK",null,"0,075 kg","71 mm","71 mm","25 mm",null,null,"2024-02-19",null,"","https://www.ospel.pl/sites/all/pliki/import/image/podtynk/sonata/czek_metalik/lp-2r_m_40.jpg","27.33.11.0","8536 50 07"]
[3431,"ŁP-3R/m/27          ","Łącznik schodowy ",23.93,1,"szt","PLN","23%","",10,null,null,null,null,"5907577444631",null,null,"SONATA",null,null,"",null,10,null,"https://www.ospel.pl/sites/all/pliki/import/image/podtynk/sonata/ecru/lp-3r_m_27.jpg","https://www.ospel.pl/sites/all/pliki/import/image/rysunki/sonata/lacznik_ip20.jpg",null,"16AX250~, IP-20, zaciski bezgwintowe","","",null,null,null,"ECRU",null,"0,074 kg","71 mm","71 mm","25 mm",null,null,"2024-02-19",null,"https://www.ospel.pl/sites/all/pliki/import/image/schematy/laczniki_schodowe_wspolpraca.jpg","https://www.ospel.pl/sites/all/pliki/import/image/podtynk/sonata/ecru/lp-3r_m_27.jpg","27.33.11.0","8536 50 07"]
[3436,"ŁP-3RS/m/00         ","Łącznik schodowy z podświetleniem pomarańczowym",30.8,1,"szt","PLN","23%","",10,null,null,null,null,"5907577444204",null,null,"SONATA",null,null,"",null,10,null,"https://www.ospel.pl/sites/all/pliki/import/image/podtynk/sonata/bialy/lp-3rs_m_00.jpg","https://www.ospel.pl/sites/all/pliki/import/image/rysunki/sonata/lacznik_swiatlo.jpg",null,"16AX250~, IP-20, zaciski bezgwintowe","","",null,null,null,"BIAŁY",null,"0,075 kg","71 mm","71 mm","25 mm",null,null,"2024-02-19",null,"https://www.ospel.pl/sites/all/pliki/import/image/schematy/laczniki_schodowe_wspolpraca.jpg","https://www.ospel.pl/sites/all/pliki/import/image/podtynk/sonata/bialy/lp-3rs_m_00.jpg","27.33.11.0","8536 50 07"]
[3444,"ŁP-4R/m/33          ","Łącznik krzyżowy ",37.56,1,"szt","PLN","23%","",4,null,null,null,null,"5907577446055",null,null,"SONATA",null,null,"",null,4,null,"https://www.ospel.pl/sites/all/pliki/import/image/podtynk/sonata/czarny/lp-4r_m_33.jpg","https://www.ospel.pl/sites/all/pliki/import/image/rysunki/sonata/lacznik_ip20.jpg",null,"16AX250~, IP-20, zaciski bezgwintowe","","",null,null,null,"CZARNY METALIK",null,"0,079 kg","71 mm","71 mm","25 mm",null,null,"2024-02-19",null,"","https://www.ospel.pl/sites/all/pliki/import/image/podtynk/sonata/czarny/lp-4r_m_33.jpg","27.33.11.0","8536 50 07"]
[3452,"ŁP-4RS/m/39         ","Łącznik krzyżowy z podświetleniem niebieskim",41.72,1,"szt","PLN","23%","",4,null,null,null,null,"5907577447922",null,null,"SONATA",null,null,"",null,4,null,"https://www.ospel.pl/sites/all/pliki/import/image/podtynk/sonata/szampan_zloty/lp-4rs_m_39.jpg","",null,"16AX250~, IP-20, zaciski bezgwintowe","","",null,null,null,"SZAMPAŃSKI ZŁOTY",null,"0,08 kg","71 mm","71 mm","25 mm",null,null,"2024-02-19",null,"","https://www.ospel.pl/sites/all/pliki/import/image/podtynk/sonata/szampan_zloty/lp-4rs_m_39.jpg","27.33.11.0","8536 50 07"]
[3457,"ŁP-5R/m/38          ","Łącznik zwierny \"światło\" ",30.8,1,"szt","PLN","23%","",4,null,null,null,null,"5907577447137",null,null,"SONATA",null,null,"",null,4,null,"https://www.ospel.pl/sites/all/pliki/import/image/podtynk/sonata/srebro_mat/lp-5r_m_38.jpg","",null,"10AX/250~, IP-20 zaciski bezgwintowe","","",null,null,null,"SREBRO MAT",null,"0,07 kg","71 mm","71 mm","25 mm",null,null,"2024-02-19",null,"","https://www.ospel.pl/sites/all/pliki/import/image/podtynk/sonata/srebro_mat/lp-5r_m_38.jpg","27.33.11.0","8536 50 07"]
[3465,"ŁP-5RS/m/40         ","Łącznik zwierny \"światło\" z podświetleniem niebieskim",36.450000000000003,1,"szt","PLN","23%","",4,null,null,null,null,"5907577448615",null,null,"SONATA",null,null,"",null,4,null,"https://www.ospel.pl/sites/all/pliki/import/image/podtynk/sonata/czek_metalik/lp-5rs_m_40.jpg","",null,"10AX/250~, IP-20 zaciski bezgwintowe","","",null,null,null,"CZEKOLADOWY METALIK",null,"0,071 kg","71 mm","71 mm","25 mm",null,null,"2024-02-19",null,"","https://www.ospel.pl/sites/all/pliki/import/image/podtynk/sonata/czek_metalik/lp-5rs_m_40.jpg","27.33.11.0","8536 50 07"]
[3473,"ŁP-6RS/m/27         ","Łącznik zwierny \"dzwonek\" z podświetleniem pomarańczowym",31.06,1,"szt","PLN","23%","",10,null,null,null,null,"5907577444785",null,null,"SONATA",null,null,"",null,10,null,"https://www.ospel.pl/sites/all/pliki/import/image/podtynk/sonata/ecru/lp-6rs_m_27.jpg","https://www.ospel.pl/sites/all/pliki/import/image/rysunki/sonata/lacznik_swiatlo.jpg",null,"10AX/250~, IP-20 zaciski bezgwintowe","","",null,null,null,"ECRU",null,"0,071 kg","71 mm","71 mm","25 mm",null,null,"2024-02-19",null,"https://www.ospel.pl/sites/all/pliki/import/image/schematy/lacznik_zwierny_dzwonek_podswietlenie.jpg","https://www.ospel.pl/sites/all/pliki/import/image/podtynk/sonata/ecru/lp-6rs_m_27.jpg","27.33.11.0","8536 50 07"]
[3478,"ŁP-7R/m/00          ","Łącznik żaluzjowy, zwierny ",32.03,1,"szt","PLN","23%","",10,null,null,null,null,"5907577444129",null,null,"SONATA",null,null,"",null,10,null,"https://www.ospel.pl/sites/all/pliki/import/image/podtynk/sonata/bialy/lp-7r_m_00.jpg","https://www.ospel.pl/sites/all/pliki/import/image/rysunki/sonata/lacznik_zaluzjowy.jpg",null,"10AX/250~, IP-20 zaciski bezgwintowe","","",null,null,null,"BIAŁY",null,"0,075 kg","71 mm","71 mm","25 mm",null,null,"2024-02-19",null,"","https://www.ospel.pl/sites/all/pliki/import/image/podtynk/sonata/bialy/lp-7r_m_00.jpg","27.33.11.0","8536 50 07"]
[3486,"ŁP-7RB/m/33         ","Łącznik żaluzjowy z blokadą mechaniczną",44.8,1,"szt","PLN","23%","",4,null,null,null,null,"5907577478964",null,null,"SONATA",null,null,"",null,4,null,"https://www.ospel.pl/sites/all/pliki/import/image/podtynk/sonata/czarny/lp-7r_m_33.jpg","",null,"10AX/250~, IP-20 zaciski bezgwintowe","","",null,null,null,"CZARNY METALIK",null,"0,075 kg","71 mm","71 mm","25 mm",null,null,"2024-02-19",null,"","https://www.ospel.pl/sites/all/pliki/import/image/podtynk/sonata/czarny/lp-7r_m_33.jpg","27.33.11.0","8536 50 07"]
[3491,"ŁP-7RBS/m/27        ","Łącznik żaluzjowy z podświetleniem pomarańczowym z blokadą mechaniczną",44.67,1,"szt","PLN","23%","",10,null,null,null,null,"5907577479015",null,null,"SONATA",null,null,"",null,10,null,"https://www.ospel.pl/sites/all/pliki/import/image/podtynk/sonata/ecru/lp-7rs_m_27.jpg","",null,"10AX/250~, IP-20 zaciski bezgwintowe","","",null,null,null,"ECRU",null,"0,076 kg","71 mm","71 mm","25 mm",null,null,"2024-02-19",null,"","https://www.ospel.pl/sites/all/pliki/import/image/podtynk/sonata/ecru/lp-7rs_m_27.jpg","27.33.11.0","8536 50 07"]
[3499,"ŁP-7RS/m/38         ","Łącznik żaluzjowy, zwierny, z podświetleniem niebieskim",40.98,1,"szt","PLN","23%","",4,null,null,null,null,"5907577447274",null,null,"SONATA",null,null,"",null,4,null,"https://www.ospel.pl/sites/all/pliki/import/image/podtynk/sonata/srebro_mat/lp-7rs_m_38.jpg","",null,"10AX/250~, IP-20 zaciski bezgwintowe","","",null,null,null,"SREBRO MAT",null,"0,076 kg","71 mm","71 mm","25 mm",null,null,"2024-02-19",null,"","https://www.ospel.pl/sites/all/pliki/import/image/podtynk/sonata/srebro_mat/lp-7rs_m_38.jpg","27.33.11.0","8536 50 07"]
[3507,"ŁP-8R/m/40          ","Ściemniacz przyciskowo-obrotowy przystosowany do obciążenia żarowego i halogenowego",127.37,1,"szt","PLN","23%","",5,null,null,null,null,"5907577448554",null,null,"SONATA",null,null,"",null,5,null,"https://www.ospel.pl/sites/all/pliki/import/image/podtynk/sonata/czek_metalik/lp-8r_m_40.jpg","",null,"40-400W, 230V~50Hz, zaciski gwintowe","","",null,null,null,"CZEKOLADOWY METALIK",null,"0,1125 kg","71 mm","71 mm","24 mm",null,null,"2024-02-19",null,"https://www.ospel.pl/sites/all/pliki/import/image/schematy/sciemniacze.pdf","https://www.ospel.pl/sites/all/pliki/import/image/podtynk/sonata/czek_metalik/lp-8r_m_40.jpg","27.33.11.0","8536 50 05"]
[3512,"ŁP-8RL2/m/39        ","Ściemniacz uniwersalny do obciążenia żarowego, halogenowego oraz LED",195.85,1,"szt","PLN","23%","",5,null,null,null,null,"5907577478544",null,null,"SONATA",null,null,"",null,5,null,"https://www.ospel.pl/sites/all/pliki/import/image/podtynk/sonata/szampan_zloty/lp-8r_m_39.jpg","",null,"LED 0-100W, GLS 10-250W, 230V~50Hz","","",null,null,null,"SZAMPAŃSKI ZŁOTY",null,"0,093 kg","71 mm","71 mm","31 mm",null,null,"2024-02-19",null,"","https://www.ospel.pl/sites/all/pliki/import/image/podtynk/sonata/szampan_zloty/lp-8r_m_39.jpg","27.33.11.0","8536 50 05"]
[3520,"PNP-1R/00           ","Puszka instalacyjna do serii SONATA pojedyncza",8.6,1,"szt","PLN","23%","",10,null,null,null,null,"5907577462208",null,null,"SONATA",null,null,"",null,10,null,"https://www.ospel.pl/sites/all/pliki/import/image/podtynk/sonata/bialy/pnp-1r_00.jpg","",null,"Wysokość 32mm","","",null,null,null,"BIAŁY",null,"0,044 kg","84 mm","84 mm","",null,null,"2024-02-19",null,"","https://www.ospel.pl/sites/all/pliki/import/image/podtynk/sonata/bialy/pnp-1r_00.jpg","27.33.13.0","8536 90 01"]
[3525,"PNP-1R/40           ","Puszka instalacyjna do serii SONATA pojedyncza",12.27,1,"szt","PLN","23%","",10,null,null,null,null,"5907577472382",null,null,"SONATA",null,null,"",null,10,null,"https://www.ospel.pl/sites/all/pliki/import/image/podtynk/sonata/czek_metalik/pnp-1r_40.jpg","",null,"Wysokość 32mm","","",null,null,null,"CZEKOLADOWY METALIK",null,"0,044 kg","84 mm","84 mm","",null,null,"2024-02-19",null,"","https://www.ospel.pl/sites/all/pliki/import/image/podtynk/sonata/czek_metalik/pnp-1r_40.jpg","27.33.13.0","8536 90 01"]
[3533,"PNP-2RN/27          ","Puszka narożna do serii SONATA podwójna, wyposażona w ramkę",17.670000000000002,1,"szt","PLN","23%","",5,null,null,null,null,"5907577479268",null,null,"SONATA",null,null,"",null,5,null,"https://www.ospel.pl/sites/all/pliki/import/image/podtynk/sonata/ecru/pnp-2rn_27.jpg","",null,"Wysokość 45m","","",null,null,null,"ECRU",null,"0,101 kg","84 mm","155 mm","",null,null,"2024-02-19",null,"","https://www.ospel.pl/sites/all/pliki/import/image/podtynk/sonata/ecru/pnp-2rn_27.jpg","27.33.13.0","8536 90 01"]
[3541,"PNP-3R/38           ","Puszka instalacyjna do serii SONATA potrójna",19.760000000000002,1,"szt","PLN","23%","",4,null,null,null,null,"5907577472528",null,null,"SONATA",null,null,"",null,4,null,"https://www.ospel.pl/sites/all/pliki/import/image/podtynk/sonata/srebro_mat/pnp-3r_38.jpg","",null,"Wysokość 32mm","","",null,null,null,"SREBRO MAT",null,"0,112 kg","84 mm","226 mm","",null,null,"2024-02-19",null,"","https://www.ospel.pl/sites/all/pliki/import/image/podtynk/sonata/srebro_mat/pnp-3r_38.jpg","27.33.13.0","8536 90 01"]
[3546,"R-1R/33             ","Ramka pojedyncza ",9,1,"szt","PLN","23%","",10,null,null,null,null,"5907577446710",null,null,"SONATA",null,null,"",null,10,null,"https://www.ospel.pl/sites/all/pliki/import/image/podtynk/sonata/czarny/r-1r_33.jpg","https://www.ospel.pl/sites/all/pliki/import/image/rysunki/sonata/ramka_1.jpg",null,"Tworzywo poliwęglan","","",null,null,null,"CZARNY METALIK",null,"0,024 kg","84 mm","84 mm","",null,null,"2024-02-19",null,"","https://www.ospel.pl/sites/all/pliki/import/image/podtynk/sonata/czarny/r-1r_33.jpg","27.33.13.0","8536 90 01"]
[3554,"R-1RAC/64/25        ","Ramka pojedyncza ",77.631100000000004,1,"szt","PLN","23%","",5,null,null,null,null,"5907577485948",null,null,"SONATA",null,null,"",null,5,null,"https://www.ospel.pl/sites/all/pliki/import/image/podtynk/sonata/ramki/r-1rac_64_25.jpg","",null,"Aluminium+PC grubość 4mm","","",null,null,null,"SZCZOTKOWANY ANTRACYT",null,"0,077 kg","92 mm","92 mm","",null,null,"2024-02-19",null,"","https://www.ospel.pl/sites/all/pliki/import/image/podtynk/sonata/ramki/r-1rac_64_25.jpg","27.33.13.0","8536 90 01"]
[3562,"R-1RGC/60/00        ","Ramka pojedyncza ",61.892700000000005,1,"szt","PLN","23%","",5,null,null,null,null,"5907577485917",null,null,"SONATA",null,null,"",null,5,null,"https://www.ospel.pl/sites/all/pliki/import/image/podtynk/sonata/ramki/r-1rgc_60_00.jpg","",null,"Szkło+PC grubość 4mm","","",null,null,null,"LIMONKA SZKŁO",null,"0,077 kg","92 mm","92 mm","",null,null,"2024-02-19",null,"","https://www.ospel.pl/sites/all/pliki/import/image/podtynk/sonata/ramki/r-1rgc_60_00.jpg","27.33.13.0","8536 90 01"]
[3567,"R-1RGC/81/33        ","Ramka pojedyncza ",61.892700000000005,1,"szt","PLN","23%","",5,null,null,null,null,"5906729018096",null,null,"SONATA",null,null,"",null,5,null,"","",null,"Szkło+PC grubość 4mm","nowość","",null,null,null,"SZAMP. SZKŁO SZRON",null,"0,077 kg","92 mm","92 mm","",null,null,"2024-02-19",null,"","","27.33.13.0","8536 90 01"]
[3575,"R-2R/40             ","Ramka podwójna ",11.82,1,"szt","PLN","23%","",10,null,null,null,null,"5907577449001",null,null,"SONATA",null,null,"",null,10,null,"https://www.ospel.pl/sites/all/pliki/import/image/podtynk/sonata/czek_metalik/r-2r_40.jpg","",null,"Tworzywo poliwęglan","","",null,null,null,"CZEKOLADOWY METALIK",null,"0,042 kg","84 mm","155 mm","",null,null,"2024-02-19",null,"","https://www.ospel.pl/sites/all/pliki/import/image/podtynk/sonata/czek_metalik/r-2r_40.jpg","27.33.13.0","8536 90 01"]
[3580,"R-2RAC/64/25        ","Ramka podwójna ",124.3725,1,"szt","PLN","23%","",5,null,null,null,null,"5907577485993",null,null,"SONATA",null,null,"",null,5,null,"https://www.ospel.pl/sites/all/pliki/import/image/podtynk/sonata/ramki/r-2rac_64_25.jpg","",null,"Aluminium+PC grubość 4mm","","",null,null,null,"SZCZOTKOWANY ANTRACYT",null,"0,113 kg","92 mm","163 mm","",null,null,"2024-02-19",null,"","https://www.ospel.pl/sites/all/pliki/import/image/podtynk/sonata/ramki/r-2rac_64_25.jpg","27.33.13.0","8536 90 01"]
[3588,"R-2RGC/60/00        ","Ramka podwójna ",112.8056,1,"szt","PLN","23%","",5,null,null,null,null,"5907577485962",null,null,"SONATA",null,null,"",null,5,null,"https://www.ospel.pl/sites/all/pliki/import/image/podtynk/sonata/ramki/r-2rgc_60_00.jpg","",null,"Szkło+PC grubość 4mm","","",null,null,null,"LIMONKA SZKŁO",null,"0,113 kg","92 mm","163 mm","",null,null,"2024-02-19",null,"","https://www.ospel.pl/sites/all/pliki/import/image/podtynk/sonata/ramki/r-2rgc_60_00.jpg","27.33.13.0","8536 90 01"]
[3596,"R-3R/00             ","Ramka potrójna ",12.73,1,"szt","PLN","23%","",10,null,null,null,null,"5907577444563",null,null,"SONATA",null,null,"",null,10,null,"https://www.ospel.pl/sites/all/pliki/import/image/podtynk/sonata/bialy/r-3r_00.jpg","https://www.ospel.pl/sites/all/pliki/import/image/rysunki/sonata/ramka_3.jpg",null,"Tworzywo poliwęglan","","",null,null,null,"BIAŁY",null,"0,06 kg","84 mm","226 mm","",null,null,"2024-02-19",null,"","https://www.ospel.pl/sites/all/pliki/import/image/podtynk/sonata/bialy/r-3r_00.jpg","27.33.13.0","8536 90 01"]
[3601,"R-3R/40             ","Ramka potrójna ",15.55,1,"szt","PLN","23%","",10,null,null,null,null,"5907577449018",null,null,"SONATA",null,null,"",null,10,null,"https://www.ospel.pl/sites/all/pliki/import/image/podtynk/sonata/czek_metalik/r-3r_40.jpg","",null,"Tworzywo poliwęglan","","",null,null,null,"CZEKOLADOWY METALIK",null,"0,06 kg","84 mm","226 mm","",null,null,"2024-02-19",null,"","https://www.ospel.pl/sites/all/pliki/import/image/podtynk/sonata/czek_metalik/r-3r_40.jpg","27.33.13.0","8536 90 01"]
[3609,"R-3RGC/31/00        ","Ramka potrójna ",163.24470000000002,1,"szt","PLN","23%","",5,null,null,null,null,"5907577450946",null,null,"SONATA",null,null,"",null,5,null,"https://www.ospel.pl/sites/all/pliki/import/image/podtynk/sonata/ramki/r-3rgc_31_00.jpg","",null,"Szkło+PC grubość 4mm","","",null,null,null,"BIAŁE SZKŁO",null,"0,134 kg","92 mm","234 mm","",null,null,"2024-02-19",null,"","https://www.ospel.pl/sites/all/pliki/import/image/podtynk/sonata/ramki/r-3rgc_31_00.jpg","27.33.13.0","8536 90 01"]
[3617,"R-3RGC/81/33        ","Ramka potrójna ",163.24470000000002,1,"szt","PLN","23%","",5,null,null,null,null,"5906729018171",null,null,"SONATA",null,null,"",null,5,null,"","",null,"Szkło+PC grubość 4mm","nowość","",null,null,null,"SZAMP. SZKŁO SZRON",null,"0,134 kg","92 mm","234 mm","",null,null,"2024-02-19",null,"","","27.33.13.0","8536 90 01"]
[3622,"R-4R/33             ","Ramka poczwórna ",19.55,1,"szt","PLN","23%","",10,null,null,null,null,"5907577446741",null,null,"SONATA",null,null,"",null,10,null,"https://www.ospel.pl/sites/all/pliki/import/image/podtynk/sonata/czarny/r-4r_33.jpg","https://www.ospel.pl/sites/all/pliki/import/image/rysunki/sonata/ramka_4.jpg",null,"Tworzywo poliwęglan","","",null,null,null,"CZARNY METALIK",null,"0,078 kg","84 mm","297 mm","",null,null,"2024-02-19",null,"","https://www.ospel.pl/sites/all/pliki/import/image/podtynk/sonata/czarny/r-4r_33.jpg","27.33.13.0","8536 90 01"]
[3630,"R-4RAC/64/25        ","Ramka poczwórna ",205.08330000000001,1,"szt","PLN","23%","",5,null,null,null,null,"5907577486099",null,null,"SONATA",null,null,"",null,5,null,"https://www.ospel.pl/sites/all/pliki/import/image/podtynk/sonata/ramki/r-4rac_64_25.jpg","",null,"Aluminium+PC grubość 4mm","","",null,null,null,"SZCZOTKOWANY ANTRACYT",null,"0,202 kg","92 mm","305 mm","",null,null,"2024-02-19",null,"","https://www.ospel.pl/sites/all/pliki/import/image/podtynk/sonata/ramki/r-4rac_64_25.jpg","27.33.13.0","8536 90 01"]
[3642,"R-4RK/36            ","Ramka poczwórna kamień",355.43239999999997,1,"szt","PLN","23%","",5,null,null,null,null,"5907577452964",null,null,"SONATA",null,null,"",null,5,null,"https://www.ospel.pl/sites/all/pliki/import/image/podtynk/sonata/ramki/r-4rk_36.jpg","",null,"Kamień grubość 6mm","","",null,null,null,"KAMIEŃ (FOREST)",null,"0,207 kg","84 mm","297 mm","",null,null,"2024-02-19",null,"","https://www.ospel.pl/sites/all/pliki/import/image/podtynk/sonata/ramki/r-4rk_36.jpg","27.33.13.0","8536 90 01"]
[3643,"R-4RW/34            ","Ramka poczwórna drewno",265.6576,1,"szt","PLN","23%","",5,null,null,null,null,"5907577452957",null,null,"SONATA",null,null,"",null,5,null,"https://www.ospel.pl/sites/all/pliki/import/image/podtynk/sonata/ramki/r-4rw_34.jpg","",null,"Drewno grubość 6 mm","","",null,null,null,"DREWNO ORZECH",null,"0,102 kg","84 mm","297 mm","",null,null,"2024-02-19",null,"","https://www.ospel.pl/sites/all/pliki/import/image/podtynk/sonata/ramki/r-4rw_34.jpg","27.33.13.0","8536 90 01"]
[3651,"R-5RAC/63/25        ","Ramka pięciokrotna ",300.92480000000006,1,"szt","PLN","23%","",5,null,null,null,null,"5906729015873",null,null,"SONATA",null,null,"",null,5,null,"https://www.ospel.pl/sites/all/pliki/import/image/podtynk/sonata/ramki/r-5rac_63_25.jpg","",null,"Aluminium+PC grubość 4mm","","",null,null,null,"SZCZOTKOWANA SATYNA",null,"","84 mm","376 mm","",null,null,"2024-02-19",null,"","https://www.ospel.pl/sites/all/pliki/import/image/podtynk/sonata/ramki/r-5rac_63_25.jpg","27.33.13.0","8536 90 01"]
[3663,"RH-1R/38            ","Ramka pojedyncza do łączników IP-44 ",9.9,1,"szt","PLN","23%","",10,null,null,null,null,"5907577447700",null,null,"SONATA",null,null,"",null,10,null,"https://www.ospel.pl/sites/all/pliki/import/image/podtynk/sonata/srebro_mat/rh-1r_38.jpg","",null,"Tworzywo poliwęglan","","",null,null,null,"SREBRO MAT",null,"0,024 kg","84 mm","84 mm","",null,null,"2024-02-19",null,"","https://www.ospel.pl/sites/all/pliki/import/image/podtynk/sonata/srebro_mat/rh-1r_38.jpg","27.33.13.0","8536 90 01"]
[3664,"RH-1R/39            ","Ramka pojedyncza do łączników IP-44 ",9.9,1,"szt","PLN","23%","",10,null,null,null,null,"5907577448387",null,null,"SONATA",null,null,"",null,10,null,"https://www.ospel.pl/sites/all/pliki/import/image/podtynk/sonata/szampan_zloty/rh-1r_39.jpg","",null,"Tworzywo poliwęglan","","",null,null,null,"SZAMPAŃSKI ZŁOTY",null,"0,024 kg","84 mm","84 mm","",null,null,"2024-02-19",null,"","https://www.ospel.pl/sites/all/pliki/import/image/podtynk/sonata/szampan_zloty/rh-1r_39.jpg","27.33.13.0","8536 90 01"]
[3676,"RH-3R/39            ","Ramka potrójna do łączników IP-44 ",16.59,1,"szt","PLN","23%","",10,null,null,null,null,"5907577448400",null,null,"SONATA",null,null,"",null,10,null,"https://www.ospel.pl/sites/all/pliki/import/image/podtynk/sonata/szampan_zloty/rh-3r_39.jpg","",null,"Tworzywo poliwęglan","","",null,null,null,"SZAMPAŃSKI ZŁOTY",null,"0,06 kg","84 mm","226 mm","",null,null,"2024-02-19",null,"","https://www.ospel.pl/sites/all/pliki/import/image/podtynk/sonata/szampan_zloty/rh-3r_39.jpg","27.33.13.0","8536 90 01"]
[3684,"RH-5R/00            ","Ramka pięciokrotna do łączników IP-44 ",21.59,1,"szt","PLN","23%","",10,null,null,null,null,"5907577445812",null,null,"SONATA",null,null,"",null,10,null,"https://www.ospel.pl/sites/all/pliki/import/image/podtynk/sonata/bialy/rh-5r_00.jpg","https://www.ospel.pl/sites/all/pliki/import/image/rysunki/sonata/ramka_5.jpg",null,"Tworzywo poliwęglan","","",null,null,null,"BIAŁY",null,"0,096 kg","84 mm","368 mm","",null,null,"2024-02-19",null,"","https://www.ospel.pl/sites/all/pliki/import/image/podtynk/sonata/bialy/rh-5r_00.jpg","27.33.13.0","8536 90 01"]
[3685,"RH-5R/27            ","Ramka pięciokrotna do łączników IP-44 ",21.59,1,"szt","PLN","23%","",10,null,null,null,null,"5907577445836",null,null,"SONATA",null,null,"",null,10,null,"https://www.ospel.pl/sites/all/pliki/import/image/podtynk/sonata/ecru/rh-5r_27.jpg","https://www.ospel.pl/sites/all/pliki/import/image/rysunki/sonata/ramka_5.jpg",null,"Tworzywo poliwęglan","","",null,null,null,"ECRU",null,"0,096 kg","84 mm","368 mm","",null,null,"2024-02-19",null,"","https://www.ospel.pl/sites/all/pliki/import/image/podtynk/sonata/ecru/rh-5r_27.jpg","27.33.13.0","8536 90 01"]
[3697,"RTP-1RN/m/27        ","Regulator temperatury z czujnikiem napowietrznym",224.2825,1,"szt","PLN","23%","",5,null,null,null,null,"5907577461195",null,null,"SONATA",null,null,"",null,5,null,"https://www.ospel.pl/sites/all/pliki/import/image/podtynk/sonata/ecru/rtp-1r_m_27.jpg","",null,"zaciski gwintowe","","Tylko na zamówienie",null,null,null,"ECRU",null,"0,1025 kg","71 mm","71 mm","31 mm",null,null,"2024-02-19",null,"","https://www.ospel.pl/sites/all/pliki/import/image/podtynk/sonata/ecru/rtp-1r_m_27.jpg","27.33.13.0","8536 50 05"]
[3705,"Z-1R/m/38           ","Zaślepka ",13.75,1,"szt","PLN","23%","",10,null,null,null,null,"5907577447687",null,null,"SONATA",null,null,"",null,10,null,"https://www.ospel.pl/sites/all/pliki/import/image/podtynk/sonata/srebro_mat/z-1r_m_38.jpg","",null,"Montaż do puszek fi 60","","",null,null,null,"SREBRO MAT",null,"0,045 kg","71 mm","71 mm","22 mm",null,null,"2024-02-19",null,"","https://www.ospel.pl/sites/all/pliki/import/image/podtynk/sonata/srebro_mat/z-1r_m_38.jpg","27.12.23.0","8536 90 01"]
[3706,"Z-1R/m/39           ","Zaślepka ",13.75,1,"szt","PLN","23%","",10,null,null,null,null,"5907577448363",null,null,"SONATA",null,null,"",null,10,null,"https://www.ospel.pl/sites/all/pliki/import/image/podtynk/sonata/szampan_zloty/z-1r_m_39.jpg","",null,"Montaż do puszek fi 60","","",null,null,null,"SZAMPAŃSKI ZŁOTY",null,"0,045 kg","71 mm","71 mm","22 mm",null,null,"2024-02-19",null,"","https://www.ospel.pl/sites/all/pliki/import/image/podtynk/sonata/szampan_zloty/z-1r_m_39.jpg","27.12.23.0","8536 90 01"]
[3718,"GPA-14RMP/m/44      ","Gniazdo RTV przelotowe 14-dB ",117.88200000000002,1,"szt","PLN","23%","",4,null,null,null,null,"5907577471224",null,null,"SONATA NOWE SREBRO",null,null,"",null,4,null,"https://www.ospel.pl/sites/all/pliki/import/image/podtynk/sonata_nowe_srebro/gpa-rm_m_44.jpg","",null,"Współczynnik tłumienia 14dB","","",null,null,null,"NOWE SREBRO",null,"0,114 kg","71 mm","71 mm","26 mm",null,null,"2024-02-19",null,"","https://www.ospel.pl/sites/all/pliki/import/image/podtynk/sonata_nowe_srebro/gpa-rm_m_44.jpg","26.40.52.0","8517 18 00"]
[3726,"ŁP-11RMS/m/44       ","Łącznik dwubiegunowy z podświetleniem niebieskim",100.06200000000001,1,"szt","PLN","23%","",4,null,null,null,null,"5907577461362",null,null,"SONATA NOWE SREBRO",null,null,"",null,4,null,"https://www.ospel.pl/sites/all/pliki/import/image/podtynk/sonata_nowe_srebro/lp-11rms_m_44.jpg","",null,"16AX250~, IP-20, zaciski bezgwintowe","","",null,null,null,"NOWE SREBRO",null,"0,094 kg","71 mm","71 mm","26 mm",null,null,"2024-02-19",null,"https://www.ospel.pl/sites/all/pliki/import/image/schematy/lacznik_dwubiegunowy.jpg","https://www.ospel.pl/sites/all/pliki/import/image/podtynk/sonata_nowe_srebro/lp-11rms_m_44.jpg","27.33.11.0","8536 50 07"]
[3731,"ŁP-4RMS/m/44        ","Łącznik krzyżowy z podświetleniem niebieskim",109.1016,1,"szt","PLN","23%","",4,null,null,null,null,"5907577461324",null,null,"SONATA NOWE SREBRO",null,null,"",null,4,null,"https://www.ospel.pl/sites/all/pliki/import/image/podtynk/sonata_nowe_srebro/lp-4rms_m_44.jpg","",null,"16AX250~, IP-20, zaciski bezgwintowe","","",null,null,null,"NOWE SREBRO",null,"0,09 kg","71 mm","71 mm","26 mm",null,null,"2024-02-19",null,"","https://www.ospel.pl/sites/all/pliki/import/image/podtynk/sonata_nowe_srebro/lp-4rms_m_44.jpg","27.33.11.0","8536 50 07"]
[3739,"R-2RM/44            ","Ramka podwójna ",111.19199999999999,1,"szt","PLN","23%","",5,null,null,null,null,"5907577461355",null,null,"SONATA NOWE SREBRO",null,null,"",null,5,null,"https://www.ospel.pl/sites/all/pliki/import/image/podtynk/sonata_nowe_srebro/r-2rm_44.jpg","",null,"","","",null,null,null,"NOWE SREBRO",null,"0,074 kg","84 mm","155 mm","",null,null,"2024-02-19",null,"","https://www.ospel.pl/sites/all/pliki/import/image/podtynk/sonata_nowe_srebro/r-2rm_44.jpg","27.33.13.0","8536 90 01"]
[3747,"GP-1RMZDP/m/37      ","Gniazdo pojedyncze z uziemieniem DATA z przesłonami torów prądowych",82.911600000000007,1,"szt","PLN","23%","",4,null,null,null,null,"5907577450090",null,null,"SONATA STAL INOX",null,null,"",null,4,null,"https://www.ospel.pl/sites/all/pliki/import/image/podtynk/sonata_stal_inox/gp-1rmzdp_m_37.jpg","",null,"16A/250~, IP-20, zaciski gwintowe","","",null,null,null,"STAL INOX",null,"0,085 kg","71 mm","71 mm","26 mm",null,null,"2024-02-19",null,"","https://www.ospel.pl/sites/all/pliki/import/image/podtynk/sonata_stal_inox/gp-1rmzdp_m_37.jpg","27.33.13.0","8536 69 90"]
[3752,"GPA-14RMP/m/37      ","Gniazdo RTV przelotowe 14-dB ",111.32640000000001,1,"szt","PLN","23%","",4,null,null,null,null,"5907577450120",null,null,"SONATA STAL INOX",null,null,"",null,4,null,"https://www.ospel.pl/sites/all/pliki/import/image/podtynk/sonata_stal_inox/gpa-10rmp_m_37.jpg","",null,"Współczynnik tłumienia 14dB","","",null,null,null,"STAL INOX",null,"0,114 kg","71 mm","71 mm","26 mm",null,null,"2024-02-19",null,"","https://www.ospel.pl/sites/all/pliki/import/image/podtynk/sonata_stal_inox/gpa-10rmp_m_37.jpg","26.40.52.0","8517 18 00"]
[3760,"ŁP-11RMS/m/37       ","Łącznik dwubiegunowy z podświetleniem niebieskim",91.810800000000015,1,"szt","PLN","23%","",4,null,null,null,null,"5907577450014",null,null,"SONATA STAL INOX",null,null,"",null,4,null,"https://www.ospel.pl/sites/all/pliki/import/image/podtynk/sonata_stal_inox/lp-11rms_m_37.jpg","",null,"16AX250~, IP-20, zaciski bezgwintowe","","",null,null,null,"STAL INOX",null,"0,094 kg","71 mm","71 mm","26 mm",null,null,"2024-02-19",null,"https://www.ospel.pl/sites/all/pliki/import/image/schematy/lacznik_dwubiegunowy.jpg","https://www.ospel.pl/sites/all/pliki/import/image/podtynk/sonata_stal_inox/lp-11rms_m_37.jpg","27.33.11.0","8536 50 07"]
[3768,"ŁP-7RMBS/m/37       ","Łącznik żaluzjowy z podświetleniem niebieskim z blokadą mechaniczną",157.30200000000002,1,"szt","PLN","23%","",4,null,null,null,null,"5907577479220",null,null,"SONATA STAL INOX",null,null,"",null,4,null,"https://www.ospel.pl/sites/all/pliki/import/image/podtynk/sonata_stal_inox/lp-7rms_m_37.jpg","",null,"10AX250~, IP-20, zaciski bezgwintowe","","",null,null,null,"STAL INOX",null,"0,091 kg","71 mm","71 mm","26 mm",null,null,"2024-02-19",null,"","https://www.ospel.pl/sites/all/pliki/import/image/podtynk/sonata_stal_inox/lp-7rms_m_37.jpg","27.33.11.0","8536 50 07"]
[3773,"R-2RM/37            ","Ramka podwójna ",101.28,1,"szt","PLN","23%","",5,null,null,null,null,"5907577450267",null,null,"SONATA STAL INOX",null,null,"",null,5,null,"https://www.ospel.pl/sites/all/pliki/import/image/podtynk/sonata_stal_inox/r-2rm_37.jpg","",null,"","","",null,null,null,"STAL INOX",null,"0,074 kg","84 mm","155 mm","",null,null,"2024-02-19",null,"","https://www.ospel.pl/sites/all/pliki/import/image/podtynk/sonata_stal_inox/r-2rm_37.jpg","27.33.13.0","8536 90 01"]
[3781,"ŁPD-21RS/m/32       ","Łącznik dotykowy jednobiegunowy zwierny z podświetleniem",156.67330000000001,1,"szt","PLN","23%","",5,null,null,null,null,"5906729009438",null,null,"SONATA TOUCH",null,null,"",null,5,null,"https://www.ospel.pl/sites/all/pliki/import/image/podtynk/sonata_touch/lpd-1rs_m_32.jpg","",null,"110-230V~, 50-60Hz, zaciski gwintowe","","",null,null,null,"CZARNE SZKŁO",null,"","71 mm","71 mm","28 mm",null,null,"2024-02-19",null,"","https://www.ospel.pl/sites/all/pliki/import/image/podtynk/sonata_touch/lpd-1rs_m_32.jpg","27.33.11.0","8536 50 07"]
[3786,"ŁPD-2RS/m/31        ","Łącznik dotykowy dwugrupowy świecznikowy z podświetleniem",170.34139999999999,1,"szt","PLN","23%","",5,null,null,null,null,"5906729009483",null,null,"SONATA TOUCH",null,null,"",null,5,null,"https://www.ospel.pl/sites/all/pliki/import/image/podtynk/sonata_touch/lpd-2rs_m_31.jpg","",null,"110-230V~, 50-60Hz, zaciski gwintowe","","",null,null,null,"BIAŁE SZKŁO",null,"0,118 kg","71 mm","71 mm","28 mm",null,null,"2024-02-19",null,"","https://www.ospel.pl/sites/all/pliki/import/image/podtynk/sonata_touch/lpd-2rs_m_31.jpg","27.33.11.0","8536 50 07"]
[3794,"K-1RB/39            ","Klawisz łącznika bezprzewodowego dwukanałowego",17.8,1,"szt","PLN","23%","",20,null,null,null,null,"5906729007342",null,null,"STEROWANIE BEZPRZEWODOWE",null,null,"",null,20,null,"https://www.ospel.pl/sites/all/pliki/import/image/podtynk/sterowanie/k-1rb_39.jpg","",null,"","","",null,null,null,"SZAMPAŃSKI ZŁOTY",null,"","57 mm","57 mm","",null,null,"2024-02-19",null,"","https://www.ospel.pl/sites/all/pliki/import/image/podtynk/sterowanie/k-1rb_39.jpg","27.12.40.0","8536 90 01"]
[3802,"ŁN-1RRZ/m/00        ","Łącznik bezprzewodowy dwukanałowy do systemu Exta Free",185.17,1,"szt","PLN","23%","",5,null,null,null,null,"5907577497637",null,null,"STEROWANIE BEZPRZEWODOWE",null,null,"",null,5,null,"https://www.ospel.pl/sites/all/pliki/import/image/podtynk/sterowanie/ln-1rrz_m_00.jpg","",null,"5A, IP-20","","",null,null,null,"BIAŁY",null,"","71 mm","71 mm","",null,null,"2024-02-19",null,"","https://www.ospel.pl/sites/all/pliki/import/image/podtynk/sterowanie/ln-1rrz_m_00.jpg","27.33.11.0","8536 50 07"]
[3807,"ZŁN-2RSF/m/00       ","Zestaw łącznika bezprzewodowego do sterowania oświetleniem, do systemu F&F",378.18,1,"szt","PLN","23%","",5,null,null,null,null,"5906729015606",null,null,"STEROWANIE BEZPRZEWODOWE",null,null,"",null,5,null,"https://www.ospel.pl/sites/all/pliki/import/image/podtynk/sterowanie/zln-2rsf_m_00.jpg","",null,"5A, IP-20","","",null,null,null,"BIAŁY",null,"","","","",null,null,"2024-02-19",null,"","https://www.ospel.pl/sites/all/pliki/import/image/podtynk/sterowanie/zln-2rsf_m_00.jpg","27.33.11.0","8536 50 05"]
[3815,"GG-2Z/m/70          ","Gniazdo głośnikowe podwójne ",44,1,"szt","PLN","23%","",10,null,null,null,null,"5906729015224",null,null,"SZAFIR",null,null,"",null,10,null,"https://www.ospel.pl/sites/all/pliki/import/image/podtynk/szafir/szary_mat/gg-2z_m_70.jpg","",null,"Przyłączalność przewodów 0,75mm2","","",null,null,null,"SZARY MAT",null,"","75 mm","75 mm","19 mm",null,null,"2024-02-19",null,"","https://www.ospel.pl/sites/all/pliki/import/image/podtynk/szafir/szary_mat/gg-2z_m_70.jpg","26.40.52.0","8517 18 00"]
[3820,"GP-1Z/m/00          ","Gniazdo pojedyncze ",8.7980000000000018,1,"szt","PLN","23%","",10,null,null,null,null,"5906729011820",null,null,"SZAFIR",null,null,"",null,10,null,"https://www.ospel.pl/sites/all/pliki/import/image/podtynk/szafir/bialy/gp-1z_m_00.jpg","",null,"16A 250V~, IP20, zaciski gwintowe","","",null,null,null,"BIAŁY",null,"","75 mm","75 mm","27 mm",null,null,"2024-02-19",null,"","https://www.ospel.pl/sites/all/pliki/import/image/podtynk/szafir/bialy/gp-1z_m_00.jpg","27.33.13.0","8536 69 90"]
[3828,"GP-1ZZ/m/00         ","Gniazdo pojedyncze z uziemieniem ",9.5790000000000006,1,"szt","PLN","23%","",10,null,null,null,null,"5906729011844",null,null,"SZAFIR",null,null,"",null,10,null,"https://www.ospel.pl/sites/all/pliki/import/image/podtynk/szafir/bialy/gp-1zz_m_00.jpg","",null,"16A 250V~, IP20, zaciski gwintowe","","",null,null,null,"BIAŁY",null,"","75 mm","75 mm","27 mm",null,null,"2024-02-19",null,"","https://www.ospel.pl/sites/all/pliki/import/image/podtynk/szafir/bialy/gp-1zz_m_00.jpg","27.33.13.0","8536 69 90"]
[3836,"GP-1ZZP/m/18        ","Gniazdo pojedyncze z uziemieniem z przesłonami torów prądowych",17.211300000000001,1,"szt","PLN","23%","",10,null,null,null,null,"5906729012674",null,null,"SZAFIR",null,null,"",null,10,null,"https://www.ospel.pl/sites/all/pliki/import/image/podtynk/szafir/srebrny/gp-1zzp_m_18.jpg","",null,"16A 250V~, IP20, zaciski gwintowe","","",null,null,null,"SREBRO",null,"","75 mm","75 mm","27 mm",null,null,"2024-02-19",null,"","https://www.ospel.pl/sites/all/pliki/import/image/podtynk/szafir/srebrny/gp-1zzp_m_18.jpg","27.33.13.0","8536 69 90"]
[3841,"GP-2Z/33            ","Gniazdo podwójne kompletne z ramką",17.860199999999999,1,"szt","PLN","23%","",10,null,null,null,null,"5906729013596",null,null,"SZAFIR",null,null,"",null,10,null,"https://www.ospel.pl/sites/all/pliki/import/image/podtynk/szafir/czarny/gp-2z_33.jpg","",null,"16A 250V~, IP20, zaciski gwintowe","","",null,null,null,"CZARNY METALIK",null,"","75 mm","75 mm","26 mm",null,null,"2024-02-19",null,"","https://www.ospel.pl/sites/all/pliki/import/image/podtynk/szafir/czarny/gp-2z_33.jpg","27.33.13.0","8536 69 90"]
[3849,"GP-2ZRZ/m/33        ","Gniazdo podwójne z uziemieniem moduł bez ramki",17.860199999999999,1,"szt","PLN","23%","",10,null,null,null,null,"5906729013626",null,null,"SZAFIR",null,null,"",null,10,null,"https://www.ospel.pl/sites/all/pliki/import/image/podtynk/szafir/czarny/gp-2zrz_m_33.jpg","",null,"16A 250V~, IP20, zaciski gwintowe","","",null,null,null,"CZARNY METALIK",null,"","75 mm","75 mm","23 mm",null,null,"2024-02-19",null,"","https://www.ospel.pl/sites/all/pliki/import/image/podtynk/szafir/czarny/gp-2zrz_m_33.jpg","27.33.13.0","8536 69 90"]
[3857,"GP-2ZZ/33           ","Gniazdo podwójne z uziemieniem kompletne z ramką",18.3855,1,"szt","PLN","23%","",10,null,null,null,null,"5906729013602",null,null,"SZAFIR",null,null,"",null,10,null,"https://www.ospel.pl/sites/all/pliki/import/image/podtynk/szafir/czarny/gp-2zz_33.jpg","",null,"16A 250V~, IP20, zaciski gwintowe","","",null,null,null,"CZARNY METALIK",null,"","75 mm","75 mm","26 mm",null,null,"2024-02-19",null,"","https://www.ospel.pl/sites/all/pliki/import/image/podtynk/szafir/czarny/gp-2zz_33.jpg","27.33.13.0","8536 69 90"]
[3862,"GP-2ZZP/70          ","Gniazdo podwójne z uziemieniem z przesłonami torów prądowych, kompletne z ramką",19.436100000000003,1,"szt","PLN","23%","",10,null,null,null,null,"5906729014326",null,null,"SZAFIR",null,null,"",null,10,null,"https://www.ospel.pl/sites/all/pliki/import/image/podtynk/szafir/szary_mat/gp-2zzp_70.jpg","",null,"16A 250V~, IP20, zaciski gwintowe","","",null,null,null,"SZARY MAT",null,"","75 mm","75 mm","26 mm",null,null,"2024-02-19",null,"","https://www.ospel.pl/sites/all/pliki/import/image/podtynk/szafir/szary_mat/gp-2zzp_70.jpg","27.33.13.0","8536 69 90"]
[3870,"GPA-10ZPZ/m/70      ","Gniazdo RTV zakończeniowe 10-dB ",52.632000000000005,1,"szt","PLN","23%","",10,null,null,null,null,"5906729014500",null,null,"SZAFIR",null,null,"",null,10,null,"https://www.ospel.pl/sites/all/pliki/import/image/podtynk/szafir/szary_mat/gpa-zk_m_70.jpg","",null,"Współczynnik tłumienia 10dB","","",null,null,null,"SZARY MAT",null,"","75 mm","75 mm","29 mm",null,null,"2024-02-19",null,"","https://www.ospel.pl/sites/all/pliki/import/image/podtynk/szafir/szary_mat/gpa-zk_m_70.jpg","26.40.52.0","8517 18 00"]
[3875,"GPA-16ZP/m/00       ","Gniazdo RTV przelotowe 16-dB ",46.869000000000007,1,"szt","PLN","23%","",10,null,null,null,null,"5906729012063",null,null,"SZAFIR",null,null,"",null,10,null,"https://www.ospel.pl/sites/all/pliki/import/image/podtynk/szafir/bialy/gpa-zk_m_00.jpg","",null,"Współczynnik tłumienia 16dB","","",null,null,null,"BIAŁY",null,"","75 mm","75 mm","29 mm",null,null,"2024-02-19",null,"","https://www.ospel.pl/sites/all/pliki/import/image/podtynk/szafir/bialy/gpa-zk_m_00.jpg","26.40.52.0","8517 18 00"]
[3883,"GPA-2ZF/m/00        ","Gniazdo antenowe typu F podwójne ",24.072000000000003,1,"szt","PLN","23%","",10,null,null,null,null,"5906729012131",null,null,"SZAFIR",null,null,"",null,10,null,"https://www.ospel.pl/sites/all/pliki/import/image/podtynk/szafir/bialy/gpa-2zf_m_00.jpg","",null,"","","",null,null,null,"BIAŁY",null,"","75 mm","75 mm","22 mm",null,null,"2024-02-19",null,"","https://www.ospel.pl/sites/all/pliki/import/image/podtynk/szafir/bialy/gpa-2zf_m_00.jpg","26.40.52.0","8517 18 00"]
[3891,"GPA-ZD/m/00         ","Gniazdo RTV-DATA ",76.908000000000001,1,"szt","PLN","23%","",10,null,null,null,null,"5906729012100",null,null,"SZAFIR",null,null,"",null,10,null,"https://www.ospel.pl/sites/all/pliki/import/image/podtynk/szafir/bialy/gpa-zd_m_00.jpg","",null,"Częstotliwość toru DATA 5÷862 MHz","","",null,null,null,"BIAŁY",null,"","75 mm","75 mm","29 mm",null,null,"2024-02-19",null,"","https://www.ospel.pl/sites/all/pliki/import/image/podtynk/szafir/bialy/gpa-zd_m_00.jpg","26.40.52.0","8517 18 00"]
[3896,"GPA-ZK/m/18         ","Gniazdo RTV końcowe ",51,1,"szt","PLN","23%","",10,null,null,null,null,"5906729012896",null,null,"SZAFIR",null,null,"",null,10,null,"https://www.ospel.pl/sites/all/pliki/import/image/podtynk/szafir/srebrny/gpa-zk_m_18.jpg","",null,"Współczynnik tłumienia 2,5-3dB","","",null,null,null,"SREBRO",null,"","75 mm","75 mm","29 mm",null,null,"2024-02-19",null,"","https://www.ospel.pl/sites/all/pliki/import/image/podtynk/szafir/srebrny/gpa-zk_m_18.jpg","26.40.52.0","8517 18 00"]
[3904,"GPA-ZSP/m/18        ","Gniazdo RTV-SAT przelotowe ",93.564599999999999,1,"szt","PLN","23%","",10,null,null,null,null,"5906729012919",null,null,"SZAFIR",null,null,"",null,10,null,"https://www.ospel.pl/sites/all/pliki/import/image/podtynk/szafir/srebrny/gpa-zsp_m_18.jpg","",null,"Współczynnik tłumienia 1,2dB","","",null,null,null,"SREBRO",null,"","75 mm","75 mm","29 mm",null,null,"2024-02-19",null,"","https://www.ospel.pl/sites/all/pliki/import/image/podtynk/szafir/srebrny/gpa-zsp_m_18.jpg","26.40.52.0","8517 18 00"]
[3909,"GPE-1Z/m/33         ","Gniazdo ekwipotencjalne pojedyncze ",59.6,1,"szt","PLN","23%","",10,null,null,null,null,"5906729015293",null,null,"SZAFIR",null,null,"",null,10,null,"https://www.ospel.pl/sites/all/pliki/import/image/podtynk/szafir/czarny/gpe-1z_m_33.jpg","",null,"","","",null,null,null,"CZARNY METALIK",null,"","75 mm","75 mm","22 mm",null,null,"2024-02-19",null,"","https://www.ospel.pl/sites/all/pliki/import/image/podtynk/szafir/czarny/gpe-1z_m_33.jpg","","8536 90 10"]
[3917,"GPH-1ZZ/m/18/d      ","Gniazdo bryzgoszczelne z uziemieniem IP-44 wieczko przezroczyste",24.32,1,"szt","PLN","23%","",10,null,null,null,null,"5906729012735",null,null,"SZAFIR",null,null,"",null,10,null,"https://www.ospel.pl/sites/all/pliki/import/image/podtynk/szafir/srebrny/gph-1zz_m_18_d.jpg","",null,"16A 250V~, IP20, zaciski gwintowe","","",null,null,null,"SREBRO",null,"","75 mm","75 mm","27 mm",null,null,"2024-02-19",null,"","https://www.ospel.pl/sites/all/pliki/import/image/podtynk/szafir/srebrny/gph-1zz_m_18_d.jpg","27.33.13.0","8536 69 90"]
[3925,"GPK-1Z/K/m/00       ","Gniazdo komputerowe pojedyncze, kat. 5e MMC",28.356000000000002,1,"szt","PLN","23%","",10,null,null,null,null,"5906729012162",null,null,"SZAFIR",null,null,"",null,10,null,"https://www.ospel.pl/sites/all/pliki/import/image/podtynk/szafir/bialy/gpk-1z_k_m_00.jpg","",null,"Złącze IDC","","",null,null,null,"BIAŁY",null,"","75 mm","75 mm","22 mm",null,null,"2024-02-19",null,"","https://www.ospel.pl/sites/all/pliki/import/image/podtynk/szafir/bialy/gpk-1z_k_m_00.jpg","26.30.30.0","8517 18 00"]
[3930,"GPK-1Z/p/18         ","Obudowa gniazda pojedynczego typu Keystone prosta",14.384200000000002,1,"szt","PLN","23%","",10,null,null,null,null,"5906729015002",null,null,"SZAFIR",null,null,"",null,10,null,"https://www.ospel.pl/sites/all/pliki/import/image/podtynk/szafir/srebrny/gpk-1z_p_18.jpg","",null,"","","",null,null,null,"SREBRO",null,"","75 mm","75 mm","22 mm",null,null,"2024-02-19",null,"","https://www.ospel.pl/sites/all/pliki/import/image/podtynk/szafir/srebrny/gpk-1z_p_18.jpg","26.30.30.0","8517 18 00"]
[3938,"GPK-2Z/K/m/18       ","Gniazdo komputerowe podwójne, kat. 5e MMC",62.424000000000007,1,"szt","PLN","23%","",10,null,null,null,null,"5906729012995",null,null,"SZAFIR",null,null,"",null,10,null,"https://www.ospel.pl/sites/all/pliki/import/image/podtynk/szafir/srebrny/gpk-2z_k_m_18.jpg","",null,"Złącze IDC","","",null,null,null,"SREBRO",null,"","75 mm","75 mm","22 mm",null,null,"2024-02-19",null,"","https://www.ospel.pl/sites/all/pliki/import/image/podtynk/szafir/srebrny/gpk-2z_k_m_18.jpg","26.30.30.0","8517 18 00"]
[3946,"GPK-2ZS/p/18        ","Obudowa gniazda podwójnego typu Keystone skośna",14.723400000000002,1,"szt","PLN","23%","",10,null,null,null,null,"5906729015125",null,null,"SZAFIR",null,null,"",null,10,null,"https://www.ospel.pl/sites/all/pliki/import/image/podtynk/szafir/srebrny/gpk-2zs_p_18.jpg","",null,"","","",null,null,null,"SREBRO",null,"","75 mm","75 mm","19 mm",null,null,"2024-02-19",null,"","https://www.ospel.pl/sites/all/pliki/import/image/podtynk/szafir/srebrny/gpk-2zs_p_18.jpg","26.30.30.0","8517 18 00"]
[3951,"GPT-1Z/m/33         ","Gniazdo telefoniczne pojedyncze ",39.800400000000003,1,"szt","PLN","23%","",10,null,null,null,null,"5906729013787",null,null,"SZAFIR",null,null,"",null,10,null,"https://www.ospel.pl/sites/all/pliki/import/image/podtynk/szafir/czarny/gpt-1z_m_33.jpg","",null,"Złącze IDC","","",null,null,null,"CZARNY METALIK",null,"","75 mm","75 mm","22 mm",null,null,"2024-02-19",null,"","https://www.ospel.pl/sites/all/pliki/import/image/podtynk/szafir/czarny/gpt-1z_m_33.jpg","26.30.30.0","8517 18 00"]
[3959,"ŁP-10Z/m/33         ","Łącznik podwójny schodowy ",33.333599999999997,1,"szt","PLN","23%","",10,null,null,null,null,"5906729013381",null,null,"SZAFIR",null,null,"",null,10,null,"https://www.ospel.pl/sites/all/pliki/import/image/podtynk/szafir/czarny/lp-10z_m_33.jpg","",null,"10AX250V~, IP20, zaciski bezgwintowe","","",null,null,null,"CZARNY METALIK",null,"","75 mm","75 mm","21 mm",null,null,"2024-02-19",null,"","https://www.ospel.pl/sites/all/pliki/import/image/podtynk/szafir/czarny/lp-10z_m_33.jpg","27.33.11.0","8536 50 07"]
[3971,"ŁP-11ZS/m/33        ","Łącznik dwubiegunowy z podświetleniem niebieskim",29.804400000000001,1,"szt","PLN","23%","",10,null,null,null,null,"5906729013343",null,null,"SZAFIR",null,null,"",null,10,null,"https://www.ospel.pl/sites/all/pliki/import/image/podtynk/szafir/czarny/lp-11zs_m_33.jpg","",null,"10AX250V~, IP20, zaciski bezgwintowe","","",null,null,null,"CZARNY METALIK",null,"","75 mm","75 mm","21 mm",null,null,"2024-02-19",null,"","https://www.ospel.pl/sites/all/pliki/import/image/podtynk/szafir/czarny/lp-11zs_m_33.jpg","27.33.11.0","8536 50 07"]
[3972,"ŁP-11ZS/m/70        ","Łącznik dwubiegunowy z podświetleniem niebieskim",29.804400000000001,1,"szt","PLN","23%","",10,null,null,null,null,"5906729014166",null,null,"SZAFIR",null,null,"",null,10,null,"https://www.ospel.pl/sites/all/pliki/import/image/podtynk/szafir/szary_mat/lp-11zs_m_70.jpg","",null,"10AX250V~, IP20, zaciski bezgwintowe","","",null,null,null,"SZARY MAT",null,"","75 mm","75 mm","21 mm",null,null,"2024-02-19",null,"","https://www.ospel.pl/sites/all/pliki/import/image/podtynk/szafir/szary_mat/lp-11zs_m_70.jpg","27.33.11.0","8536 50 07"]
[3980,"ŁP-17Z/m/70         ","Łącznik podwójny zwierny ",30.43,1,"szt","PLN","23%","",10,null,null,null,null,"5906729014227",null,null,"SZAFIR",null,null,"",null,10,null,"https://www.ospel.pl/sites/all/pliki/import/image/podtynk/szafir/szary_mat/lp-17z_m_70.jpg","",null,"10AX250V~, IP20, zaciski bezgwintowe","","",null,null,null,"SZARY MAT",null,"","75 mm","75 mm","21 mm",null,null,"2024-02-19",null,"","https://www.ospel.pl/sites/all/pliki/import/image/podtynk/szafir/szary_mat/lp-17z_m_70.jpg","27.33.11.0","8536 50 07"]
[3992,"ŁP-1ZS/m/70         ","Łącznik jednobiegunowy z podświetleniem niebieskim",23.562000000000001,1,"szt","PLN","23%","",10,null,null,null,null,"5906729014005",null,null,"SZAFIR",null,null,"",null,10,null,"https://www.ospel.pl/sites/all/pliki/import/image/podtynk/szafir/szary_mat/lp-1zs_m_70.jpg","",null,"10AX250V~, IP20, zaciski bezgwintowe","","",null,null,null,"SZARY MAT",null,"","75 mm","75 mm","21 mm",null,null,"2024-02-19",null,"","https://www.ospel.pl/sites/all/pliki/import/image/podtynk/szafir/szary_mat/lp-1zs_m_70.jpg","27.33.11.0","8536 50 07"]
[3997,"ŁP-21ZS/m/00        ","Łącznik zwierny z podświetleniem białym",21.578499999999998,1,"szt","PLN","23%","",10,null,null,null,null,"5906729015699",null,null,"SZAFIR",null,null,"",null,10,null,"https://www.ospel.pl/sites/all/pliki/import/image/podtynk/szafir/bialy/lp-1zs_m_00.jpg","",null,"10AX250V~, IP20, zaciski bezgwintowe","","",null,null,null,"BIAŁY",null,"","75 mm","75 mm","21 mm",null,null,"2024-02-19",null,"","https://www.ospel.pl/sites/all/pliki/import/image/podtynk/szafir/bialy/lp-1zs_m_00.jpg","27.33.11.0","8536 50 07"]
[4001,"ŁP-2Z/m/00          ","Łącznik dwugrupowy świecznikowy ",12.565999999999999,1,"szt","PLN","23%","",10,null,null,null,null,"5906729011554",null,null,"SZAFIR",null,null,"",null,10,null,"https://www.ospel.pl/sites/all/pliki/import/image/podtynk/szafir/bialy/lp-2z_m_00.jpg","",null,"10AX250V~, IP20, zaciski bezgwintowe","","",null,null,null,"BIAŁY",null,"","75 mm","75 mm","21 mm",null,null,"2024-02-19",null,"","https://www.ospel.pl/sites/all/pliki/import/image/podtynk/szafir/bialy/lp-2z_m_00.jpg","27.33.11.0","8536 50 07"]
[4002,"ŁP-2Z/m/18          ","Łącznik dwugrupowy świecznikowy ",21.012,1,"szt","PLN","23%","",10,null,null,null,null,"5906729012377",null,null,"SZAFIR",null,null,"",null,10,null,"https://www.ospel.pl/sites/all/pliki/import/image/podtynk/szafir/srebrny/lp-2z_m_18.jpg","",null,"10AX250V~, IP20, zaciski bezgwintowe","","",null,null,null,"SREBRO",null,"","75 mm","75 mm","21 mm",null,null,"2024-02-19",null,"","https://www.ospel.pl/sites/all/pliki/import/image/podtynk/szafir/srebrny/lp-2z_m_18.jpg","27.33.11.0","8536 50 07"]
[4003,"ŁP-2Z/m/33          ","Łącznik dwugrupowy świecznikowy ",21.012,1,"szt","PLN","23%","",10,null,null,null,null,"5906729013190",null,null,"SZAFIR",null,null,"",null,10,null,"https://www.ospel.pl/sites/all/pliki/import/image/podtynk/szafir/czarny/lp-2z_m_33.jpg","",null,"10AX250V~, IP20, zaciski bezgwintowe","","",null,null,null,"CZARNY METALIK",null,"","75 mm","75 mm","31 mm",null,null,"2024-02-19",null,"","https://www.ospel.pl/sites/all/pliki/import/image/podtynk/szafir/czarny/lp-2z_m_33.jpg","27.33.11.0","8536 50 07"]
[4004,"ŁP-2Z/m/70          ","Łącznik dwugrupowy świecznikowy ",21.012,1,"szt","PLN","23%","",10,null,null,null,null,"5906729014012",null,null,"SZAFIR",null,null,"",null,10,null,"https://www.ospel.pl/sites/all/pliki/import/image/podtynk/szafir/szary_mat/lp-2z_m_70.jpg","",null,"10AX250V~, IP20, zaciski bezgwintowe","","",null,null,null,"SZARY MAT",null,"","75 mm","75 mm","21 mm",null,null,"2024-02-19",null,"","https://www.ospel.pl/sites/all/pliki/import/image/podtynk/szafir/szary_mat/lp-2z_m_70.jpg","27.33.11.0","8536 50 07"]
[4005,"ŁP-2ZS/m/00         ","Łącznik dwugrupowy świecznikowy z podświetleniem białym",23.514899999999997,1,"szt","PLN","23%","",10,null,null,null,null,"5906729011561",null,null,"SZAFIR",null,null,"",null,10,null,"https://www.ospel.pl/sites/all/pliki/import/image/podtynk/szafir/bialy/lp-2zs_m_00.jpg","",null,"10AX250V~, IP20, zaciski bezgwintowe","","",null,null,null,"BIAŁY",null,"","75 mm","75 mm","21 mm",null,null,"2024-02-19",null,"","https://www.ospel.pl/sites/all/pliki/import/image/podtynk/szafir/bialy/lp-2zs_m_00.jpg","27.33.11.0","8536 50 07"]
[4006,"ŁP-2ZS/m/18         ","Łącznik dwugrupowy świecznikowy z podświetleniem niebieskim",26.265000000000001,1,"szt","PLN","23%","",10,null,null,null,null,"5906729012384",null,null,"SZAFIR",null,null,"",null,10,null,"https://www.ospel.pl/sites/all/pliki/import/image/podtynk/szafir/srebrny/lp-2zs_m_18.jpg","",null,"10AX250V~, IP20, zaciski bezgwintowe","","",null,null,null,"SREBRO",null,"","75 mm","75 mm","21 mm",null,null,"2024-02-19",null,"","https://www.ospel.pl/sites/all/pliki/import/image/podtynk/szafir/srebrny/lp-2zs_m_18.jpg","27.33.11.0","8536 50 07"]
[4007,"ŁP-2ZS/m/33         ","Łącznik dwugrupowy świecznikowy z podświetleniem niebieskim",26.265000000000001,1,"szt","PLN","23%","",10,null,null,null,null,"5906729013206",null,null,"SZAFIR",null,null,"",null,10,null,"https://www.ospel.pl/sites/all/pliki/import/image/podtynk/szafir/czarny/lp-2zs_m_33.jpg","",null,"10AX250V~, IP20, zaciski bezgwintowe","","",null,null,null,"CZARNY METALIK",null,"","75 mm","75 mm","21 mm",null,null,"2024-02-19",null,"","https://www.ospel.pl/sites/all/pliki/import/image/podtynk/szafir/czarny/lp-2zs_m_33.jpg","27.33.11.0","8536 50 07"]
[4008,"ŁP-2ZS/m/70         ","Łącznik dwugrupowy świecznikowy z podświetleniem niebieskim",26.265000000000001,1,"szt","PLN","23%","",10,null,null,null,null,"5906729014029",null,null,"SZAFIR",null,null,"",null,10,null,"https://www.ospel.pl/sites/all/pliki/import/image/podtynk/szafir/szary_mat/lp-2zs_m_70.jpg","",null,"10AX250V~, IP20, zaciski bezgwintowe","","",null,null,null,"SZARY MAT",null,"","75 mm","75 mm","21 mm",null,null,"2024-02-19",null,"","https://www.ospel.pl/sites/all/pliki/import/image/podtynk/szafir/szary_mat/lp-2zs_m_70.jpg","27.33.11.0","8536 50 07"]
[4009,"ŁP-3Z/m/00          ","Łącznik schodowy ",12.936800000000002,1,"szt","PLN","23%","",10,null,null,null,null,"5906729011578",null,null,"SZAFIR",null,null,"",null,10,null,"https://www.ospel.pl/sites/all/pliki/import/image/podtynk/szafir/bialy/lp-3z_m_00.jpg","",null,"10AX250V~, IP20, zaciski bezgwintowe","","",null,null,null,"BIAŁY",null,"","75 mm","75 mm","21 mm",null,null,"2024-02-19",null,"","https://www.ospel.pl/sites/all/pliki/import/image/podtynk/szafir/bialy/lp-3z_m_00.jpg","27.33.11.0","8536 50 07"]
[4010,"ŁP-3Z/m/18          ","Łącznik schodowy ",18.704800000000002,1,"szt","PLN","23%","",10,null,null,null,null,"5906729012391",null,null,"SZAFIR",null,null,"",null,10,null,"https://www.ospel.pl/sites/all/pliki/import/image/podtynk/szafir/srebrny/lp-3z_m_18.jpg","",null,"10AX250V~, IP20, zaciski bezgwintowe","","",null,null,null,"SREBRO",null,"","75 mm","75 mm","21 mm",null,null,"2024-02-19",null,"","https://www.ospel.pl/sites/all/pliki/import/image/podtynk/szafir/srebrny/lp-3z_m_18.jpg","27.33.11.0","8536 50 07"]
[4011,"ŁP-3Z/m/33          ","Łącznik schodowy ",18.704800000000002,1,"szt","PLN","23%","",10,null,null,null,null,"5906729013213",null,null,"SZAFIR",null,null,"",null,10,null,"https://www.ospel.pl/sites/all/pliki/import/image/podtynk/szafir/czarny/lp-3z_m_33.jpg","",null,"10AX250V~, IP20, zaciski bezgwintowe","","",null,null,null,"CZARNY METALIK",null,"","75 mm","75 mm","21 mm",null,null,"2024-02-19",null,"","https://www.ospel.pl/sites/all/pliki/import/image/podtynk/szafir/czarny/lp-3z_m_33.jpg","27.33.11.0","8536 50 07"]
[4012,"ŁP-3Z/m/70          ","Łącznik schodowy ",18.704800000000002,1,"szt","PLN","23%","",10,null,null,null,null,"5906729014036",null,null,"SZAFIR",null,null,"",null,10,null,"https://www.ospel.pl/sites/all/pliki/import/image/podtynk/szafir/szary_mat/lp-3z_m_70.jpg","",null,"10AX250V~, IP20, zaciski bezgwintowe","","",null,null,null,"SZARY MAT",null,"","75 mm","75 mm","21 mm",null,null,"2024-02-19",null,"","https://www.ospel.pl/sites/all/pliki/import/image/podtynk/szafir/szary_mat/lp-3z_m_70.jpg","27.33.11.0","8536 50 07"]
[4013,"ŁP-3ZS/m/00         ","Łącznik schodowy z podświetleniem białym",23.8445,1,"szt","PLN","23%","",10,null,null,null,null,"5906729011585",null,null,"SZAFIR",null,null,"",null,10,null,"https://www.ospel.pl/sites/all/pliki/import/image/podtynk/szafir/bialy/lp-3zs_m_00.jpg","",null,"10AX250V~, IP20, zaciski bezgwintowe","","",null,null,null,"BIAŁY",null,"","75 mm","75 mm","21 mm",null,null,"2024-02-19",null,"","https://www.ospel.pl/sites/all/pliki/import/image/podtynk/szafir/bialy/lp-3zs_m_00.jpg","27.33.11.0","8536 50 07"]
[4014,"ŁP-3ZS/m/18         ","Łącznik schodowy z podświetleniem niebieskim",26.8933,1,"szt","PLN","23%","",10,null,null,null,null,"5906729012407",null,null,"SZAFIR",null,null,"",null,10,null,"https://www.ospel.pl/sites/all/pliki/import/image/podtynk/szafir/srebrny/lp-3zs_m_18.jpg","",null,"10AX250V~, IP20, zaciski bezgwintowe","","",null,null,null,"SREBRO",null,"","75 mm","75 mm","21 mm",null,null,"2024-02-19",null,"","https://www.ospel.pl/sites/all/pliki/import/image/podtynk/szafir/srebrny/lp-3zs_m_18.jpg","27.33.11.0","8536 50 07"]
[4015,"ŁP-3ZS/m/33         ","Łącznik schodowy z podświetleniem niebieskim",26.8933,1,"szt","PLN","23%","",10,null,null,null,null,"5906729013220",null,null,"SZAFIR",null,null,"",null,10,null,"https://www.ospel.pl/sites/all/pliki/import/image/podtynk/szafir/czarny/lp-3zs_m_33.jpg","",null,"10AX250V~, IP20, zaciski bezgwintowe","","",null,null,null,"CZARNY METALIK",null,"","75 mm","75 mm","21 mm",null,null,"2024-02-19",null,"","https://www.ospel.pl/sites/all/pliki/import/image/podtynk/szafir/czarny/lp-3zs_m_33.jpg","27.33.11.0","8536 50 07"]
[4016,"ŁP-3ZS/m/70         ","Łącznik schodowy z podświetleniem niebieskim",26.8933,1,"szt","PLN","23%","",10,null,null,null,null,"5906729014043",null,null,"SZAFIR",null,null,"",null,10,null,"https://www.ospel.pl/sites/all/pliki/import/image/podtynk/szafir/szary_mat/lp-3zs_m_70.jpg","",null,"10AX250V~, IP20, zaciski bezgwintowe","","",null,null,null,"SZARY MAT",null,"","75 mm","75 mm","21 mm",null,null,"2024-02-19",null,"","https://www.ospel.pl/sites/all/pliki/import/image/podtynk/szafir/szary_mat/lp-3zs_m_70.jpg","27.33.11.0","8536 50 07"]
[4017,"ŁP-4Z/m/00          ","Łącznik krzyżowy ",20.146799999999999,1,"szt","PLN","23%","",10,null,null,null,null,"5906729011592",null,null,"SZAFIR",null,null,"",null,10,null,"https://www.ospel.pl/sites/all/pliki/import/image/podtynk/szafir/bialy/lp-4z_m_00.jpg","",null,"10AX250V~, IP20, zaciski bezgwintowe","","",null,null,null,"BIAŁY",null,"","75 mm","75 mm","21 mm",null,null,"2024-02-19",null,"","https://www.ospel.pl/sites/all/pliki/import/image/podtynk/szafir/bialy/lp-4z_m_00.jpg","27.33.11.0","8536 50 07"]
[4018,"ŁP-4Z/m/18          ","Łącznik krzyżowy ",26.78,1,"szt","PLN","23%","",10,null,null,null,null,"5906729012414",null,null,"SZAFIR",null,null,"",null,10,null,"https://www.ospel.pl/sites/all/pliki/import/image/podtynk/szafir/srebrny/lp-4z_m_18.jpg","",null,"10AX250V~, IP20, zaciski bezgwintowe","","",null,null,null,"SREBRO",null,"","75 mm","75 mm","21 mm",null,null,"2024-02-19",null,"","https://www.ospel.pl/sites/all/pliki/import/image/podtynk/szafir/srebrny/lp-4z_m_18.jpg","27.33.11.0","8536 50 07"]
[4019,"ŁP-4Z/m/33          ","Łącznik krzyżowy ",26.78,1,"szt","PLN","23%","",10,null,null,null,null,"5906729013237",null,null,"SZAFIR",null,null,"",null,10,null,"https://www.ospel.pl/sites/all/pliki/import/image/podtynk/szafir/czarny/lp-4z_m_33.jpg","",null,"10AX250V~, IP20, zaciski bezgwintowe","","",null,null,null,"CZARNY METALIK",null,"","75 mm","75 mm","21 mm",null,null,"2024-02-19",null,"","https://www.ospel.pl/sites/all/pliki/import/image/podtynk/szafir/czarny/lp-4z_m_33.jpg","27.33.11.0","8536 50 07"]
[4020,"ŁP-4Z/m/70          ","Łącznik krzyżowy ",26.78,1,"szt","PLN","23%","",10,null,null,null,null,"5906729014050",null,null,"SZAFIR",null,null,"",null,10,null,"https://www.ospel.pl/sites/all/pliki/import/image/podtynk/szafir/szary_mat/lp-4z_m_70.jpg","",null,"10AX250V~, IP20, zaciski bezgwintowe","","",null,null,null,"SZARY MAT",null,"","75 mm","75 mm","21 mm",null,null,"2024-02-19",null,"","https://www.ospel.pl/sites/all/pliki/import/image/podtynk/szafir/szary_mat/lp-4z_m_70.jpg","27.33.11.0","8536 50 07"]
[4021,"ŁP-4ZS/m/00         ","Łącznik krzyżowy z podświetleniem białym",27.707000000000001,1,"szt","PLN","23%","",10,null,null,null,null,"5906729011608",null,null,"SZAFIR",null,null,"",null,10,null,"https://www.ospel.pl/sites/all/pliki/import/image/podtynk/szafir/bialy/lp-4zs_m_00.jpg","",null,"10AX250V~, IP20, zaciski bezgwintowe","","",null,null,null,"BIAŁY",null,"","75 mm","75 mm","21 mm",null,null,"2024-02-19",null,"","https://www.ospel.pl/sites/all/pliki/import/image/podtynk/szafir/bialy/lp-4zs_m_00.jpg","27.33.11.0","8536 50 07"]
[4022,"ŁP-4ZS/m/18         ","Łącznik krzyżowy z podświetleniem niebieskim",34.350500000000004,1,"szt","PLN","23%","",10,null,null,null,null,"5906729012421",null,null,"SZAFIR",null,null,"",null,10,null,"https://www.ospel.pl/sites/all/pliki/import/image/podtynk/szafir/srebrny/lp-4zs_m_18.jpg","",null,"10AX250V~, IP20, zaciski bezgwintowe","","",null,null,null,"SREBRO",null,"","75 mm","75 mm","21 mm",null,null,"2024-02-19",null,"","https://www.ospel.pl/sites/all/pliki/import/image/podtynk/szafir/srebrny/lp-4zs_m_18.jpg","27.33.11.0","8536 50 07"]
[4023,"ŁP-4ZS/m/33         ","Łącznik krzyżowy z podświetleniem niebieskim",34.350500000000004,1,"szt","PLN","23%","",10,null,null,null,null,"5906729013244",null,null,"SZAFIR",null,null,"",null,10,null,"https://www.ospel.pl/sites/all/pliki/import/image/podtynk/szafir/czarny/lp-4zs_m_33.jpg","",null,"10AX250V~, IP20, zaciski bezgwintowe","","",null,null,null,"CZARNY METALIK",null,"","75 mm","75 mm","21 mm",null,null,"2024-02-19",null,"","https://www.ospel.pl/sites/all/pliki/import/image/podtynk/szafir/czarny/lp-4zs_m_33.jpg","27.33.11.0","8536 50 07"]
[4024,"ŁP-4ZS/m/70         ","Łącznik krzyżowy z podświetleniem niebieskim",34.350500000000004,1,"szt","PLN","23%","",10,null,null,null,null,"5906729014067",null,null,"SZAFIR",null,null,"",null,10,null,"https://www.ospel.pl/sites/all/pliki/import/image/podtynk/szafir/szary_mat/lp-4zs_m_70.jpg","",null,"10AX250V~, IP20, zaciski bezgwintowe","","",null,null,null,"SZARY MAT",null,"","75 mm","75 mm","21 mm",null,null,"2024-02-19",null,"","https://www.ospel.pl/sites/all/pliki/import/image/podtynk/szafir/szary_mat/lp-4zs_m_70.jpg","27.33.11.0","8536 50 07"]
[4025,"ŁP-5Z/m/00          ","Łącznik zwierny \"światło\" ",11.536,1,"szt","PLN","23%","",10,null,null,null,null,"5906729011615",null,null,"SZAFIR",null,null,"",null,10,null,"https://www.ospel.pl/sites/all/pliki/import/image/podtynk/szafir/bialy/lp-5z_m_00.jpg","",null,"10AX250V~, IP20, zaciski bezgwintowe","","",null,null,null,"BIAŁY",null,"","75 mm","75 mm","21 mm",null,null,"2024-02-19",null,"","https://www.ospel.pl/sites/all/pliki/import/image/podtynk/szafir/bialy/lp-5z_m_00.jpg","27.33.11.0","8536 50 07"]
[4026,"ŁP-5Z/m/18          ","Łącznik zwierny \"światło\" ",17.262800000000002,1,"szt","PLN","23%","",10,null,null,null,null,"5906729012438",null,null,"SZAFIR",null,null,"",null,10,null,"https://www.ospel.pl/sites/all/pliki/import/image/podtynk/szafir/srebrny/lp-5z_m_18.jpg","",null,"10AX250V~, IP20, zaciski bezgwintowe","","",null,null,null,"SREBRO",null,"","75 mm","75 mm","21 mm",null,null,"2024-02-19",null,"","https://www.ospel.pl/sites/all/pliki/import/image/podtynk/szafir/srebrny/lp-5z_m_18.jpg","27.33.11.0","8536 50 07"]
[4027,"ŁP-5Z/m/33          ","Łącznik zwierny \"światło\" ",17.262800000000002,1,"szt","PLN","23%","",10,null,null,null,null,"5906729013251",null,null,"SZAFIR",null,null,"",null,10,null,"https://www.ospel.pl/sites/all/pliki/import/image/podtynk/szafir/czarny/lp-5z_m_33.jpg","",null,"10AX250V~, IP20, zaciski bezgwintowe","","",null,null,null,"CZARNY METALIK",null,"","75 mm","75 mm","21 mm",null,null,"2024-02-19",null,"","https://www.ospel.pl/sites/all/pliki/import/image/podtynk/szafir/czarny/lp-5z_m_33.jpg","27.33.11.0","8536 50 07"]
[4028,"ŁP-5Z/m/70          ","Łącznik zwierny \"światło\" ",17.262800000000002,1,"szt","PLN","23%","",10,null,null,null,null,"5906729014074",null,null,"SZAFIR",null,null,"",null,10,null,"https://www.ospel.pl/sites/all/pliki/import/image/podtynk/szafir/szary_mat/lp-5z_m_70.jpg","",null,"10AX250V~, IP20, zaciski bezgwintowe","","",null,null,null,"SZARY MAT",null,"","75 mm","75 mm","21 mm",null,null,"2024-02-19",null,"","https://www.ospel.pl/sites/all/pliki/import/image/podtynk/szafir/szary_mat/lp-5z_m_70.jpg","27.33.11.0","8536 50 07"]
[4029,"ŁP-5ZS/m/00         ","Łącznik zwierny \"światło\" z podświetleniem białym",21.578499999999998,1,"szt","PLN","23%","",10,null,null,null,null,"5906729011622",null,null,"SZAFIR",null,null,"",null,10,null,"https://www.ospel.pl/sites/all/pliki/import/image/podtynk/szafir/bialy/lp-5zs_m_00.jpg","",null,"10AX250V~, IP20, zaciski bezgwintowe","","",null,null,null,"BIAŁY",null,"","75 mm","75 mm","21 mm",null,null,"2024-02-19",null,"","https://www.ospel.pl/sites/all/pliki/import/image/podtynk/szafir/bialy/lp-5zs_m_00.jpg","27.33.11.0","8536 50 07"]
[4030,"ŁP-5ZS/m/18         ","Łącznik zwierny \"światło\" z podświetleniem niebieskim",25.502800000000001,1,"szt","PLN","23%","",10,null,null,null,null,"5906729012445",null,null,"SZAFIR",null,null,"",null,10,null,"https://www.ospel.pl/sites/all/pliki/import/image/podtynk/szafir/srebrny/lp-5zs_m_18.jpg","",null,"10AX250V~, IP20, zaciski bezgwintowe","","",null,null,null,"SREBRO",null,"","75 mm","75 mm","21 mm",null,null,"2024-02-19",null,"","https://www.ospel.pl/sites/all/pliki/import/image/podtynk/szafir/srebrny/lp-5zs_m_18.jpg","27.33.11.0","8536 50 07"]
[4031,"ŁP-5ZS/m/33         ","Łącznik zwierny \"światło\" z podświetleniem niebieskim",25.502800000000001,1,"szt","PLN","23%","",10,null,null,null,null,"5906729013268",null,null,"SZAFIR",null,null,"",null,10,null,"https://www.ospel.pl/sites/all/pliki/import/image/podtynk/szafir/czarny/lp-5zs_m_33.jpg","",null,"10AX250V~, IP20, zaciski bezgwintowe","","",null,null,null,"CZARNY METALIK",null,"","75 mm","75 mm","21 mm",null,null,"2024-02-19",null,"","https://www.ospel.pl/sites/all/pliki/import/image/podtynk/szafir/czarny/lp-5zs_m_33.jpg","27.33.11.0","8536 50 07"]
[4032,"ŁP-5ZS/m/70         ","Łącznik zwierny \"światło\" z podświetleniem niebieskim",25.502800000000001,1,"szt","PLN","23%","",10,null,null,null,null,"5906729014081",null,null,"SZAFIR",null,null,"",null,10,null,"https://www.ospel.pl/sites/all/pliki/import/image/podtynk/szafir/szary_mat/lp-5zs_m_70.jpg","",null,"10AX250V~, IP20, zaciski bezgwintowe","","",null,null,null,"SZARY MAT",null,"","75 mm","75 mm","21 mm",null,null,"2024-02-19",null,"","https://www.ospel.pl/sites/all/pliki/import/image/podtynk/szafir/szary_mat/lp-5zs_m_70.jpg","27.33.11.0","8536 50 07"]
[4033,"ŁP-6Z/m/00          ","Łącznik zwierny \"dzwonek\" ",11.536,1,"szt","PLN","23%","",10,null,null,null,null,"5906729011639",null,null,"SZAFIR",null,null,"",null,10,null,"https://www.ospel.pl/sites/all/pliki/import/image/podtynk/szafir/bialy/lp-6z_m_00.jpg","",null,"10AX250V~, IP20, zaciski bezgwintowe","","",null,null,null,"BIAŁY",null,"","75 mm","75 mm","21 mm",null,null,"2024-02-19",null,"","https://www.ospel.pl/sites/all/pliki/import/image/podtynk/szafir/bialy/lp-6z_m_00.jpg","27.33.11.0","8536 50 07"]
[4034,"ŁP-6Z/m/18          ","Łącznik zwierny \"dzwonek\" ",17.262800000000002,1,"szt","PLN","23%","",10,null,null,null,null,"5906729012452",null,null,"SZAFIR",null,null,"",null,10,null,"https://www.ospel.pl/sites/all/pliki/import/image/podtynk/szafir/srebrny/lp-6z_m_18.jpg","",null,"10AX250V~, IP20, zaciski bezgwintowe","","",null,null,null,"SREBRO",null,"","75 mm","75 mm","21 mm",null,null,"2024-02-19",null,"","https://www.ospel.pl/sites/all/pliki/import/image/podtynk/szafir/srebrny/lp-6z_m_18.jpg","27.33.11.0","8536 50 07"]
[4035,"ŁP-6Z/m/33          ","Łącznik zwierny \"dzwonek\" ",17.262800000000002,1,"szt","PLN","23%","",10,null,null,null,null,"5906729013275",null,null,"SZAFIR",null,null,"",null,10,null,"https://www.ospel.pl/sites/all/pliki/import/image/podtynk/szafir/czarny/lp-6z_m_33.jpg","",null,"10AX250V~, IP20, zaciski bezgwintowe","","",null,null,null,"CZARNY METALIK",null,"","75 mm","75 mm","21 mm",null,null,"2024-02-19",null,"","https://www.ospel.pl/sites/all/pliki/import/image/podtynk/szafir/czarny/lp-6z_m_33.jpg","27.33.11.0","8536 50 07"]
[4036,"ŁP-6Z/m/70          ","Łącznik zwierny \"dzwonek\" ",17.262800000000002,1,"szt","PLN","23%","",10,null,null,null,null,"5906729014098",null,null,"SZAFIR",null,null,"",null,10,null,"https://www.ospel.pl/sites/all/pliki/import/image/podtynk/szafir/szary_mat/lp-6z_m_70.jpg","",null,"10AX250V~, IP20, zaciski bezgwintowe","","",null,null,null,"SZARY MAT",null,"","75 mm","75 mm","21 mm",null,null,"2024-02-19",null,"","https://www.ospel.pl/sites/all/pliki/import/image/podtynk/szafir/szary_mat/lp-6z_m_70.jpg","27.33.11.0","8536 50 07"]
[4037,"ŁP-6ZS/m/00         ","Łącznik zwierny \"dzwonek\" z podświetleniem białym",21.578499999999998,1,"szt","PLN","23%","",10,null,null,null,null,"5906729011646",null,null,"SZAFIR",null,null,"",null,10,null,"https://www.ospel.pl/sites/all/pliki/import/image/podtynk/szafir/bialy/lp-6zs_m_00.jpg","",null,"10AX250V~, IP20, zaciski bezgwintowe","","",null,null,null,"BIAŁY",null,"","75 mm","75 mm","21 mm",null,null,"2024-02-19",null,"","https://www.ospel.pl/sites/all/pliki/import/image/podtynk/szafir/bialy/lp-6zs_m_00.jpg","27.33.11.0","8536 50 07"]
[4038,"ŁP-6ZS/m/18         ","Łącznik zwierny \"dzwonek\" z podświetleniem niebieskim",25.502800000000001,1,"szt","PLN","23%","",10,null,null,null,null,"5906729012469",null,null,"SZAFIR",null,null,"",null,10,null,"https://www.ospel.pl/sites/all/pliki/import/image/podtynk/szafir/srebrny/lp-6zs_m_18.jpg","",null,"10AX250V~, IP20, zaciski bezgwintowe","","",null,null,null,"SREBRO",null,"","75 mm","75 mm","21 mm",null,null,"2024-02-19",null,"","https://www.ospel.pl/sites/all/pliki/import/image/podtynk/szafir/srebrny/lp-6zs_m_18.jpg","27.33.11.0","8536 50 07"]
[4039,"ŁP-6ZS/m/33         ","Łącznik zwierny \"dzwonek\" z podświetleniem niebieskim",25.502800000000001,1,"szt","PLN","23%","",10,null,null,null,null,"5906729013282",null,null,"SZAFIR",null,null,"",null,10,null,"https://www.ospel.pl/sites/all/pliki/import/image/podtynk/szafir/czarny/lp-6zs_m_33.jpg","",null,"10AX250V~, IP20, zaciski bezgwintowe","","",null,null,null,"CZARNY METALIK",null,"","75 mm","75 mm","21 mm",null,null,"2024-02-19",null,"","https://www.ospel.pl/sites/all/pliki/import/image/podtynk/szafir/czarny/lp-6zs_m_33.jpg","27.33.11.0","8536 50 07"]
[4040,"ŁP-6ZS/m/70         ","Łącznik zwierny \"dzwonek\" z podświetleniem niebieskim",25.502800000000001,1,"szt","PLN","23%","",10,null,null,null,null,"5906729014104",null,null,"SZAFIR",null,null,"",null,10,null,"https://www.ospel.pl/sites/all/pliki/import/image/podtynk/szafir/szary_mat/lp-6zs_m_70.jpg","",null,"10AX250V~, IP20, zaciski bezgwintowe","","",null,null,null,"SZARY MAT",null,"","75 mm","75 mm","21 mm",null,null,"2024-02-19",null,"","https://www.ospel.pl/sites/all/pliki/import/image/podtynk/szafir/szary_mat/lp-6zs_m_70.jpg","27.33.11.0","8536 50 07"]
[4041,"ŁP-7Z/m/00          ","Łącznik żaluzjowy, zwierny ",22.2,1,"szt","PLN","23%","",10,null,null,null,null,"5906729011653",null,null,"SZAFIR",null,null,"",null,10,null,"https://www.ospel.pl/sites/all/pliki/import/image/podtynk/szafir/bialy/lp-7z_m_00.jpg","",null,"10AX250V~, IP20, zaciski bezgwintowe","","",null,null,null,"BIAŁY",null,"","75 mm","75 mm","21 mm",null,null,"2024-02-19",null,"","https://www.ospel.pl/sites/all/pliki/import/image/podtynk/szafir/bialy/lp-7z_m_00.jpg","27.33.11.0","8536 50 07"]
[4042,"ŁP-7Z/m/18          ","Łącznik żaluzjowy, zwierny ",28.029600000000002,1,"szt","PLN","23%","",10,null,null,null,null,"5906729012476",null,null,"SZAFIR",null,null,"",null,10,null,"https://www.ospel.pl/sites/all/pliki/import/image/podtynk/szafir/srebrny/lp-7z_m_18.jpg","",null,"10AX250V~, IP20, zaciski bezgwintowe","","",null,null,null,"SREBRO",null,"","75 mm","75 mm","21 mm",null,null,"2024-02-19",null,"","https://www.ospel.pl/sites/all/pliki/import/image/podtynk/szafir/srebrny/lp-7z_m_18.jpg","27.33.11.0","8536 50 07"]
[4043,"ŁP-7Z/m/33          ","Łącznik żaluzjowy, zwierny ",28.029600000000002,1,"szt","PLN","23%","",10,null,null,null,null,"5906729013299",null,null,"SZAFIR",null,null,"",null,10,null,"https://www.ospel.pl/sites/all/pliki/import/image/podtynk/szafir/czarny/lp-7z_m_33.jpg","",null,"10AX250V~, IP20, zaciski bezgwintowe","","",null,null,null,"CZARNY METALIK",null,"","75 mm","75 mm","21 mm",null,null,"2024-02-19",null,"","https://www.ospel.pl/sites/all/pliki/import/image/podtynk/szafir/czarny/lp-7z_m_33.jpg","27.33.11.0","8536 50 07"]
[4044,"ŁP-7Z/m/70          ","Łącznik żaluzjowy, zwierny ",28.029600000000002,1,"szt","PLN","23%","",10,null,null,null,null,"5906729014111",null,null,"SZAFIR",null,null,"",null,10,null,"https://www.ospel.pl/sites/all/pliki/import/image/podtynk/szafir/szary_mat/lp-7z_m_70.jpg","",null,"10AX250V~, IP20, zaciski bezgwintowe","","",null,null,null,"SZARY MAT",null,"","75 mm","75 mm","21 mm",null,null,"2024-02-19",null,"","https://www.ospel.pl/sites/all/pliki/import/image/podtynk/szafir/szary_mat/lp-7z_m_70.jpg","27.33.11.0","8536 50 07"]
[4045,"ŁP-7ZB/m/00         ","Łącznik żaluzjowy z blokadą mechaniczną",31.650600000000001,1,"szt","PLN","23%","",10,null,null,null,null,"5906729011677",null,null,"SZAFIR",null,null,"",null,10,null,"https://www.ospel.pl/sites/all/pliki/import/image/podtynk/szafir/bialy/lp-7zb_m_00.jpg","",null,"10AX250V~, IP20, zaciski bezgwintowe","","",null,null,null,"BIAŁY",null,"","75 mm","75 mm","21 mm",null,null,"2024-02-19",null,"","https://www.ospel.pl/sites/all/pliki/import/image/podtynk/szafir/bialy/lp-7zb_m_00.jpg","27.33.11.0","8536 50 07"]
[4046,"ŁP-7ZB/m/18         ","Łącznik żaluzjowy z blokadą mechaniczną",37.4544,1,"szt","PLN","23%","",10,null,null,null,null,"5906729012490",null,null,"SZAFIR",null,null,"",null,10,null,"https://www.ospel.pl/sites/all/pliki/import/image/podtynk/szafir/srebrny/lp-7z_m_18.jpg","",null,"10AX250V~, IP20, zaciski bezgwintowe","","",null,null,null,"SREBRO",null,"","75 mm","75 mm","21 mm",null,null,"2024-02-19",null,"","https://www.ospel.pl/sites/all/pliki/import/image/podtynk/szafir/srebrny/lp-7z_m_18.jpg","27.33.11.0","8536 50 07"]
[4047,"ŁP-7ZB/m/33         ","Łącznik żaluzjowy z blokadą mechaniczną",37.4544,1,"szt","PLN","23%","",10,null,null,null,null,"5906729013312",null,null,"SZAFIR",null,null,"",null,10,null,"https://www.ospel.pl/sites/all/pliki/import/image/podtynk/szafir/czarny/lp-7z_m_33.jpg","",null,"10AX250V~, IP20, zaciski bezgwintowe","","",null,null,null,"CZARNY METALIK",null,"","75 mm","75 mm","21 mm",null,null,"2024-02-19",null,"","https://www.ospel.pl/sites/all/pliki/import/image/podtynk/szafir/czarny/lp-7z_m_33.jpg","27.33.11.0","8536 50 07"]
[4048,"ŁP-7ZB/m/70         ","Łącznik żaluzjowy z blokadą mechaniczną",37.4544,1,"szt","PLN","23%","",10,null,null,null,null,"5906729014135",null,null,"SZAFIR",null,null,"",null,10,null,"https://www.ospel.pl/sites/all/pliki/import/image/podtynk/szafir/szary_mat/lp-7zb_m_70.jpg","",null,"10AX250V~, IP20, zaciski bezgwintowe","","",null,null,null,"SZARY MAT",null,"","75 mm","75 mm","21 mm",null,null,"2024-02-19",null,"","https://www.ospel.pl/sites/all/pliki/import/image/podtynk/szafir/szary_mat/lp-7zb_m_70.jpg","27.33.11.0","8536 50 07"]
[4049,"ŁP-7ZBS/m/00        ","Łącznik żaluzjowy z podświetleniem białym z blokadą mechaniczną",40.116599999999998,1,"szt","PLN","23%","",10,null,null,null,null,"5906729011684",null,null,"SZAFIR",null,null,"",null,10,null,"https://www.ospel.pl/sites/all/pliki/import/image/podtynk/szafir/bialy/lp-7zbs_m_00.jpg","",null,"10AX250V~, IP20, zaciski bezgwintowe","","",null,null,null,"BIAŁY",null,"","75 mm","75 mm","21 mm",null,null,"2024-02-19",null,"","https://www.ospel.pl/sites/all/pliki/import/image/podtynk/szafir/bialy/lp-7zbs_m_00.jpg","27.33.11.0","8536 50 07"]
[4050,"ŁP-7ZBS/m/18        ","Łącznik żaluzjowy z podświetleniem niebieskim z blokadą mechaniczną",45.9,1,"szt","PLN","23%","",10,null,null,null,null,"5906729012506",null,null,"SZAFIR",null,null,"",null,10,null,"https://www.ospel.pl/sites/all/pliki/import/image/podtynk/szafir/srebrny/lp-7zs_m_18.jpg","",null,"10AX250V~, IP20, zaciski bezgwintowe","","",null,null,null,"SREBRO",null,"","75 mm","75 mm","21 mm",null,null,"2024-02-19",null,"","https://www.ospel.pl/sites/all/pliki/import/image/podtynk/szafir/srebrny/lp-7zs_m_18.jpg","27.33.11.0","8536 50 07"]
[4051,"ŁP-7ZBS/m/33        ","Łącznik żaluzjowy z podświetleniem niebieskim z blokadą mechaniczną",45.9,1,"szt","PLN","23%","",10,null,null,null,null,"5906729013329",null,null,"SZAFIR",null,null,"",null,10,null,"https://www.ospel.pl/sites/all/pliki/import/image/podtynk/szafir/czarny/lp-7zs_m_33.jpg","",null,"10AX250V~, IP20, zaciski bezgwintowe","","",null,null,null,"CZARNY METALIK",null,"","75 mm","75 mm","21 mm",null,null,"2024-02-19",null,"","https://www.ospel.pl/sites/all/pliki/import/image/podtynk/szafir/czarny/lp-7zs_m_33.jpg","27.33.11.0","8536 50 07"]
[4052,"ŁP-7ZBS/m/70        ","Łącznik żaluzjowy z podświetleniem niebieskim z blokadą mechaniczną",45.9,1,"szt","PLN","23%","",10,null,null,null,null,"5906729014142",null,null,"SZAFIR",null,null,"",null,10,null,"https://www.ospel.pl/sites/all/pliki/import/image/podtynk/szafir/szary_mat/lp-7zbs_m_70.jpg","",null,"10AX250V~, IP20, zaciski bezgwintowe","","",null,null,null,"SZARY MAT",null,"","75 mm","75 mm","21 mm",null,null,"2024-02-19",null,"","https://www.ospel.pl/sites/all/pliki/import/image/podtynk/szafir/szary_mat/lp-7zbs_m_70.jpg","27.33.11.0","8536 50 07"]
[4053,"ŁP-7ZS/m/00         ","Łącznik żaluzjowy, zwierny z podświetleniem białym",26.234099999999998,1,"szt","PLN","23%","",10,null,null,null,null,"5906729011660",null,null,"SZAFIR",null,null,"",null,10,null,"https://www.ospel.pl/sites/all/pliki/import/image/podtynk/szafir/bialy/lp-7zs_m_00.jpg","",null,"10AX250V~, IP20, zaciski bezgwintowe","","",null,null,null,"BIAŁY",null,"","75 mm","75 mm","21 mm",null,null,"2024-02-19",null,"","https://www.ospel.pl/sites/all/pliki/import/image/podtynk/szafir/bialy/lp-7zs_m_00.jpg","27.33.11.0","8536 50 07"]
[4054,"ŁP-7ZS/m/18         ","Łącznik żaluzjowy, zwierny z podświetleniem niebieskim",33.052700000000002,1,"szt","PLN","23%","",10,null,null,null,null,"5906729012483",null,null,"SZAFIR",null,null,"",null,10,null,"https://www.ospel.pl/sites/all/pliki/import/image/podtynk/szafir/srebrny/lp-7zs_m_18.jpg","",null,"10AX250V~, IP20, zaciski bezgwintowe","","",null,null,null,"SREBRO",null,"","75 mm","75 mm","21 mm",null,null,"2024-02-19",null,"","https://www.ospel.pl/sites/all/pliki/import/image/podtynk/szafir/srebrny/lp-7zs_m_18.jpg","27.33.11.0","8536 50 07"]
[4055,"ŁP-7ZS/m/33         ","Łącznik żaluzjowy, zwierny z podświetleniem niebieskim",33.052700000000002,1,"szt","PLN","23%","",10,null,null,null,null,"5906729013305",null,null,"SZAFIR",null,null,"",null,10,null,"https://www.ospel.pl/sites/all/pliki/import/image/podtynk/szafir/czarny/lp-7zs_m_33.jpg","",null,"10AX250V~, IP20, zaciski bezgwintowe","","",null,null,null,"CZARNY METALIK",null,"","75 mm","75 mm","21 mm",null,null,"2024-02-19",null,"","https://www.ospel.pl/sites/all/pliki/import/image/podtynk/szafir/czarny/lp-7zs_m_33.jpg","27.33.11.0","8536 50 07"]
[4056,"ŁP-7ZS/m/70         ","Łącznik żaluzjowy, zwierny z podświetleniem niebieskim",33.052700000000002,1,"szt","PLN","23%","",10,null,null,null,null,"5906729014128",null,null,"SZAFIR",null,null,"",null,10,null,"https://www.ospel.pl/sites/all/pliki/import/image/podtynk/szafir/szary_mat/lp-7zs_m_70.jpg","",null,"10AX250V~, IP20, zaciski bezgwintowe","","",null,null,null,"SZARY MAT",null,"","75 mm","75 mm","21 mm",null,null,"2024-02-19",null,"","https://www.ospel.pl/sites/all/pliki/import/image/podtynk/szafir/szary_mat/lp-7zs_m_70.jpg","27.33.11.0","8536 50 07"]
[4057,"ŁP-8ZL2/m/00        ","Ściemniacz uniwersalny do obciążenia żarowego, halogenowego oraz LED",170.15,1,"szt","PLN","23%","",5,null,null,null,null,"5906729011806",null,null,"SZAFIR",null,null,"",null,5,null,"https://www.ospel.pl/sites/all/pliki/import/image/podtynk/szafir/bialy/lp-8zl2_m_00.jpg","",null,"LED 0-100W, GLS 10-250W, 230V~50Hz","","",null,null,null,"BIAŁY",null,"","75 mm","75 mm","30 mm",null,null,"2024-02-19",null,"","https://www.ospel.pl/sites/all/pliki/import/image/podtynk/szafir/bialy/lp-8zl2_m_00.jpg","27.33.11.0","8536 50 05"]
[4058,"ŁP-8ZL2/m/18        ","Ściemniacz uniwersalny do obciążenia żarowego, halogenowego oraz LED",174.72,1,"szt","PLN","23%","",5,null,null,null,null,"5906729012629",null,null,"SZAFIR",null,null,"",null,5,null,"https://www.ospel.pl/sites/all/pliki/import/image/podtynk/szafir/srebrny/lp-8zl2_m_18.jpg","",null,"LED 0-100W, GLS 10-250W, 230V~50Hz","","",null,null,null,"SREBRO",null,"","75 mm","75 mm","30 mm",null,null,"2024-02-19",null,"","https://www.ospel.pl/sites/all/pliki/import/image/podtynk/szafir/srebrny/lp-8zl2_m_18.jpg","27.33.11.0","8536 50 05"]
[4059,"ŁP-8ZL2/m/33        ","Ściemniacz uniwersalny do obciążenia żarowego, halogenowego oraz LED",174.72,1,"szt","PLN","23%","",5,null,null,null,null,"5906729013442",null,null,"SZAFIR",null,null,"",null,5,null,"https://www.ospel.pl/sites/all/pliki/import/image/podtynk/szafir/czarny/lp-8zl2_m_33.jpg","",null,"LED 0-100W, GLS 10-250W, 230V~50Hz","","",null,null,null,"CZARNY METALIK",null,"","75 mm","75 mm","30 mm",null,null,"2024-02-19",null,"","https://www.ospel.pl/sites/all/pliki/import/image/podtynk/szafir/czarny/lp-8zl2_m_33.jpg","27.33.11.0","8536 50 05"]
[4060,"ŁP-8ZL2/m/70        ","Ściemniacz uniwersalny do obciążenia żarowego, halogenowego oraz LED",174.72,1,"szt","PLN","23%","",5,null,null,null,null,"5906729014265",null,null,"SZAFIR",null,null,"",null,5,null,"https://www.ospel.pl/sites/all/pliki/import/image/podtynk/szafir/szary_mat/lp-8zl2_m_70.jpg","",null,"LED 0-100W, GLS 10-250W, 230V~50Hz","","",null,null,null,"SZARY MAT",null,"","75 mm","75 mm","30 mm",null,null,"2024-02-19",null,"","https://www.ospel.pl/sites/all/pliki/import/image/podtynk/szafir/szary_mat/lp-8zl2_m_70.jpg","27.33.11.0","8536 50 05"]
[4061,"ŁP-9Z/m/00          ","Łącznik schodowy + jednobiegunowy ",24.286199999999997,1,"szt","PLN","23%","",10,null,null,null,null,"5906729011721",null,null,"SZAFIR",null,null,"",null,10,null,"https://www.ospel.pl/sites/all/pliki/import/image/podtynk/szafir/bialy/lp-9z_m_00.jpg","",null,"10AX250V~, IP20, zaciski bezgwintowe","","",null,null,null,"BIAŁY",null,"","75 mm","75 mm","21 mm",null,null,"2024-02-19",null,"","https://www.ospel.pl/sites/all/pliki/import/image/podtynk/szafir/bialy/lp-9z_m_00.jpg","27.33.11.0","8536 50 07"]
[4062,"ŁP-9Z/m/18          ","Łącznik schodowy + jednobiegunowy ",27.886800000000001,1,"szt","PLN","23%","",10,null,null,null,null,"5906729012544",null,null,"SZAFIR",null,null,"",null,10,null,"https://www.ospel.pl/sites/all/pliki/import/image/podtynk/szafir/srebrny/lp-9z_m_18.jpg","",null,"10AX250V~, IP20, zaciski bezgwintowe","","",null,null,null,"SREBRO",null,"","75 mm","75 mm","21 mm",null,null,"2024-02-19",null,"","https://www.ospel.pl/sites/all/pliki/import/image/podtynk/szafir/srebrny/lp-9z_m_18.jpg","27.33.11.0","8536 50 07"]
[4063,"ŁP-9Z/m/33          ","Łącznik schodowy + jednobiegunowy ",27.886800000000001,1,"szt","PLN","23%","",10,null,null,null,null,"5906729013367",null,null,"SZAFIR",null,null,"",null,10,null,"https://www.ospel.pl/sites/all/pliki/import/image/podtynk/szafir/czarny/lp-9z_m_33.jpg","",null,"10AX250V~, IP20, zaciski bezgwintowe","","",null,null,null,"CZARNY METALIK",null,"","75 mm","75 mm","21 mm",null,null,"2024-02-19",null,"","https://www.ospel.pl/sites/all/pliki/import/image/podtynk/szafir/czarny/lp-9z_m_33.jpg","27.33.11.0","8536 50 07"]
[4064,"ŁP-9Z/m/70          ","Łącznik schodowy + jednobiegunowy ",27.886800000000001,1,"szt","PLN","23%","",10,null,null,null,null,"5906729014180",null,null,"SZAFIR",null,null,"",null,10,null,"https://www.ospel.pl/sites/all/pliki/import/image/podtynk/szafir/szary_mat/lp-9z_m_70.jpg","",null,"10AX250V~, IP20, zaciski bezgwintowe","","",null,null,null,"SZARY MAT",null,"","75 mm","75 mm","21 mm",null,null,"2024-02-19",null,"","https://www.ospel.pl/sites/all/pliki/import/image/podtynk/szafir/szary_mat/lp-9z_m_70.jpg","27.33.11.0","8536 50 07"]
[4065,"ŁP-9ZS/m/00         ","Łącznik schodowy + jednobiegunowy z podświetleniem białym",32.711399999999998,1,"szt","PLN","23%","",10,null,null,null,null,"5906729011738",null,null,"SZAFIR",null,null,"",null,10,null,"https://www.ospel.pl/sites/all/pliki/import/image/podtynk/szafir/bialy/lp-9zs_m_00.jpg","",null,"10AX250V~, IP20, zaciski bezgwintowe","","",null,null,null,"BIAŁY",null,"","75 mm","75 mm","21 mm",null,null,"2024-02-19",null,"","https://www.ospel.pl/sites/all/pliki/import/image/podtynk/szafir/bialy/lp-9zs_m_00.jpg","27.33.11.0","8536 50 07"]
[4066,"ŁP-9ZS/m/18         ","Łącznik schodowy + jednobiegunowy z podświetleniem niebieskim",36.312000000000005,1,"szt","PLN","23%","",10,null,null,null,null,"5906729012551",null,null,"SZAFIR",null,null,"",null,10,null,"https://www.ospel.pl/sites/all/pliki/import/image/podtynk/szafir/srebrny/lp-9zs_m_18.jpg","",null,"10AX250V~, IP20, zaciski bezgwintowe","","",null,null,null,"SREBRO",null,"","75 mm","75 mm","21 mm",null,null,"2024-02-19",null,"","https://www.ospel.pl/sites/all/pliki/import/image/podtynk/szafir/srebrny/lp-9zs_m_18.jpg","27.33.11.0","8536 50 07"]
[4067,"ŁP-9ZS/m/33         ","Łącznik schodowy + jednobiegunowy z podświetleniem niebieskim",36.312000000000005,1,"szt","PLN","23%","",10,null,null,null,null,"5906729013374",null,null,"SZAFIR",null,null,"",null,10,null,"https://www.ospel.pl/sites/all/pliki/import/image/podtynk/szafir/czarny/lp-9zs_m_33.jpg","",null,"10AX250V~, IP20, zaciski bezgwintowe","","",null,null,null,"CZARNY METALIK",null,"","75 mm","75 mm","21 mm",null,null,"2024-02-19",null,"","https://www.ospel.pl/sites/all/pliki/import/image/podtynk/szafir/czarny/lp-9zs_m_33.jpg","27.33.11.0","8536 50 07"]
[4068,"ŁP-9ZS/m/70         ","Łącznik schodowy + jednobiegunowy z podświetleniem niebieskim",36.312000000000005,1,"szt","PLN","23%","",10,null,null,null,null,"5906729014197",null,null,"SZAFIR",null,null,"",null,10,null,"https://www.ospel.pl/sites/all/pliki/import/image/podtynk/szafir/szary_mat/lp-9zs_m_70.jpg","",null,"10AX250V~, IP20, zaciski bezgwintowe","","",null,null,null,"SZARY MAT",null,"","75 mm","75 mm","21 mm",null,null,"2024-02-19",null,"","https://www.ospel.pl/sites/all/pliki/import/image/podtynk/szafir/szary_mat/lp-9zs_m_70.jpg","27.33.11.0","8536 50 07"]
[4069,"O-1Z                ","Osłona ochronna ",2.5499999999999998,1,"szt","PLN","23%","",20,null,null,null,null,"5906729015644",null,null,"SZAFIR",null,null,"",null,20,null,"https://www.ospel.pl/sites/all/pliki/import/image/podtynk/szafir/bialy/o-1z.jpg","",null,"","","",null,null,null,"BEZBARWNY",null,"","71 mm","71 mm","",null,null,"2024-02-19",null,"","https://www.ospel.pl/sites/all/pliki/import/image/podtynk/szafir/bialy/o-1z.jpg","27.33.13.0","8536 90 01"]
[4070,"R-1Z/00             ","Ramka pojedyncza ",2.9,1,"szt","PLN","23%","",10,null,null,null,null,"5906729012230",null,null,"SZAFIR",null,null,"",null,10,null,"https://www.ospel.pl/sites/all/pliki/import/image/podtynk/szafir/bialy/r-1z_00.jpg","",null,"Tworzywo poliwęglan","","",null,null,null,"BIAŁY",null,"","82 mm","82 mm","",null,null,"2024-02-19",null,"","https://www.ospel.pl/sites/all/pliki/import/image/podtynk/szafir/bialy/r-1z_00.jpg","27.33.13.0","8536 90 01"]
[4071,"R-1Z/18             ","Ramka pojedyncza ",7.4256000000000002,1,"szt","PLN","23%","",10,null,null,null,null,"5906729013053",null,null,"SZAFIR",null,null,"",null,10,null,"https://www.ospel.pl/sites/all/pliki/import/image/podtynk/szafir/srebrny/r-1z_18.jpg","",null,"Tworzywo poliwęglan","","",null,null,null,"SREBRO",null,"","82 mm","82 mm","",null,null,"2024-02-19",null,"","https://www.ospel.pl/sites/all/pliki/import/image/podtynk/szafir/srebrny/r-1z_18.jpg","27.33.13.0","8536 90 01"]
[4072,"R-1Z/33             ","Ramka pojedyncza ",7.4256000000000002,1,"szt","PLN","23%","",10,null,null,null,null,"5906729013879",null,null,"SZAFIR",null,null,"",null,10,null,"https://www.ospel.pl/sites/all/pliki/import/image/podtynk/szafir/czarny/r-1z_33.jpg","",null,"Tworzywo poliwęglan","","",null,null,null,"CZARNY METALIK",null,"","82 mm","82 mm","",null,null,"2024-02-19",null,"","https://www.ospel.pl/sites/all/pliki/import/image/podtynk/szafir/czarny/r-1z_33.jpg","27.33.13.0","8536 90 01"]
[4073,"R-1Z/70             ","Ramka pojedyncza ",7.4256000000000002,1,"szt","PLN","23%","",10,null,null,null,null,"5906729014692",null,null,"SZAFIR",null,null,"",null,10,null,"https://www.ospel.pl/sites/all/pliki/import/image/podtynk/szafir/szary_mat/r-1z_70.jpg","",null,"Tworzywo poliwęglan","","",null,null,null,"SZARY MAT",null,"","82 mm","82 mm","",null,null,"2024-02-19",null,"","https://www.ospel.pl/sites/all/pliki/import/image/podtynk/szafir/szary_mat/r-1z_70.jpg","27.33.13.0","8536 90 01"]
[4074,"R-2Z/00             ","Ramka podwójna ",5.8650000000000002,1,"szt","PLN","23%","",10,null,null,null,null,"5906729012247",null,null,"SZAFIR",null,null,"",null,10,null,"https://www.ospel.pl/sites/all/pliki/import/image/podtynk/szafir/bialy/r-2z_00.jpg","",null,"Tworzywo poliwęglan","","",null,null,null,"BIAŁY",null,"","82 mm","153 mm","",null,null,"2024-02-19",null,"","https://www.ospel.pl/sites/all/pliki/import/image/podtynk/szafir/bialy/r-2z_00.jpg","27.33.13.0","8536 90 01"]
[4075,"R-2Z/18             ","Ramka podwójna ",11.016000000000002,1,"szt","PLN","23%","",10,null,null,null,null,"5906729013060",null,null,"SZAFIR",null,null,"",null,10,null,"https://www.ospel.pl/sites/all/pliki/import/image/podtynk/szafir/srebrny/r-2z_18.jpg","",null,"Tworzywo poliwęglan","","",null,null,null,"SREBRO",null,"","82 mm","153 mm","",null,null,"2024-02-19",null,"","https://www.ospel.pl/sites/all/pliki/import/image/podtynk/szafir/srebrny/r-2z_18.jpg","27.33.13.0","8536 90 01"]
[4076,"R-2Z/33             ","Ramka podwójna ",11.016000000000002,1,"szt","PLN","23%","",10,null,null,null,null,"5906729013886",null,null,"SZAFIR",null,null,"",null,10,null,"https://www.ospel.pl/sites/all/pliki/import/image/podtynk/szafir/czarny/r-2z_33.jpg","",null,"Tworzywo poliwęglan","","",null,null,null,"CZARNY METALIK",null,"","82 mm","153 mm","",null,null,"2024-02-19",null,"","https://www.ospel.pl/sites/all/pliki/import/image/podtynk/szafir/czarny/r-2z_33.jpg","27.33.13.0","8536 90 01"]
[4077,"R-2Z/70             ","Ramka podwójna ",11.016000000000002,1,"szt","PLN","23%","",10,null,null,null,null,"5906729014708",null,null,"SZAFIR",null,null,"",null,10,null,"https://www.ospel.pl/sites/all/pliki/import/image/podtynk/szafir/szary_mat/r-2z_70.jpg","",null,"Tworzywo poliwęglan","","",null,null,null,"SZARY MAT",null,"","82 mm","153 mm","",null,null,"2024-02-19",null,"","https://www.ospel.pl/sites/all/pliki/import/image/podtynk/szafir/szary_mat/r-2z_70.jpg","27.33.13.0","8536 90 01"]
[4078,"R-3Z/00             ","Ramka potrójna ",8.7720000000000002,1,"szt","PLN","23%","",10,null,null,null,null,"5906729012254",null,null,"SZAFIR",null,null,"",null,10,null,"https://www.ospel.pl/sites/all/pliki/import/image/podtynk/szafir/bialy/r-3z_00.jpg","",null,"Tworzywo poliwęglan","","",null,null,null,"BIAŁY",null,"","82 mm","224 mm","",null,null,"2024-02-19",null,"","https://www.ospel.pl/sites/all/pliki/import/image/podtynk/szafir/bialy/r-3z_00.jpg","27.33.13.0","8536 90 01"]
[4079,"R-3Z/18             ","Ramka potrójna ",14.790000000000001,1,"szt","PLN","23%","",10,null,null,null,null,"5906729013077",null,null,"SZAFIR",null,null,"",null,10,null,"https://www.ospel.pl/sites/all/pliki/import/image/podtynk/szafir/srebrny/r-3z_18.jpg","",null,"Tworzywo poliwęglan","","",null,null,null,"SREBRO",null,"","82 mm","224 mm","",null,null,"2024-02-19",null,"","https://www.ospel.pl/sites/all/pliki/import/image/podtynk/szafir/srebrny/r-3z_18.jpg","27.33.13.0","8536 90 01"]
[4080,"R-3Z/33             ","Ramka potrójna ",14.790000000000001,1,"szt","PLN","23%","",10,null,null,null,null,"5906729013893",null,null,"SZAFIR",null,null,"",null,10,null,"https://www.ospel.pl/sites/all/pliki/import/image/podtynk/szafir/czarny/r-3z_33.jpg","",null,"Tworzywo poliwęglan","","",null,null,null,"CZARNY METALIK",null,"","82 mm","224 mm","",null,null,"2024-02-19",null,"","https://www.ospel.pl/sites/all/pliki/import/image/podtynk/szafir/czarny/r-3z_33.jpg","27.33.13.0","8536 90 01"]
[4081,"R-3Z/70             ","Ramka potrójna ",14.790000000000001,1,"szt","PLN","23%","",10,null,null,null,null,"5906729014715",null,null,"SZAFIR",null,null,"",null,10,null,"https://www.ospel.pl/sites/all/pliki/import/image/podtynk/szafir/szary_mat/r-3z_70.jpg","",null,"Tworzywo poliwęglan","","",null,null,null,"SZARY MAT",null,"","82 mm","224 mm","",null,null,"2024-02-19",null,"","https://www.ospel.pl/sites/all/pliki/import/image/podtynk/szafir/szary_mat/r-3z_70.jpg","27.33.13.0","8536 90 01"]
[4082,"R-4Z/00             ","Ramka poczwórna ",12.5664,1,"szt","PLN","23%","",10,null,null,null,null,"5906729012261",null,null,"SZAFIR",null,null,"",null,10,null,"https://www.ospel.pl/sites/all/pliki/import/image/podtynk/szafir/bialy/r-4z_00.jpg","",null,"Tworzywo poliwęglan","","",null,null,null,"BIAŁY",null,"","82 mm","295 mm","",null,null,"2024-02-19",null,"","https://www.ospel.pl/sites/all/pliki/import/image/podtynk/szafir/bialy/r-4z_00.jpg","27.33.13.0","8536 90 01"]
[4083,"R-4Z/18             ","Ramka poczwórna ",19.38,1,"szt","PLN","23%","",10,null,null,null,null,"5906729013084",null,null,"SZAFIR",null,null,"",null,10,null,"https://www.ospel.pl/sites/all/pliki/import/image/podtynk/szafir/srebrny/r-4z_18.jpg","",null,"Tworzywo poliwęglan","","",null,null,null,"SREBRO",null,"","82 mm","295 mm","",null,null,"2024-02-19",null,"","https://www.ospel.pl/sites/all/pliki/import/image/podtynk/szafir/srebrny/r-4z_18.jpg","27.33.13.0","8536 90 01"]
[4084,"R-4Z/33             ","Ramka poczwórna ",19.38,1,"szt","PLN","23%","",10,null,null,null,null,"5906729013909",null,null,"SZAFIR",null,null,"",null,10,null,"https://www.ospel.pl/sites/all/pliki/import/image/podtynk/szafir/czarny/r-4z_33.jpg","",null,"Tworzywo poliwęglan","","",null,null,null,"CZARNY METALIK",null,"","82 mm","295 mm","",null,null,"2024-02-19",null,"","https://www.ospel.pl/sites/all/pliki/import/image/podtynk/szafir/czarny/r-4z_33.jpg","27.33.13.0","8536 90 01"]
[4085,"R-4Z/70             ","Ramka poczwórna ",19.38,1,"szt","PLN","23%","",10,null,null,null,null,"5906729014722",null,null,"SZAFIR",null,null,"",null,10,null,"https://www.ospel.pl/sites/all/pliki/import/image/podtynk/szafir/szary_mat/r-4z_70.jpg","",null,"Tworzywo poliwęglan","","",null,null,null,"SZARY MAT",null,"","82 mm","295 mm","",null,null,"2024-02-19",null,"","https://www.ospel.pl/sites/all/pliki/import/image/podtynk/szafir/szary_mat/r-4z_70.jpg","27.33.13.0","8536 90 01"]
[4086,"R-5Z/00             ","Ramka pięciokrotna ",15.259200000000002,1,"szt","PLN","23%","",10,null,null,null,null,"5906729012278",null,null,"SZAFIR",null,null,"",null,10,null,"https://www.ospel.pl/sites/all/pliki/import/image/podtynk/szafir/bialy/r-5z_00.jpg","",null,"Tworzywo poliwęglan","","",null,null,null,"BIAŁY",null,"","82 mm","366 mm","",null,null,"2024-02-19",null,"","https://www.ospel.pl/sites/all/pliki/import/image/podtynk/szafir/bialy/r-5z_00.jpg","27.33.13.0","8536 90 01"]
[4087,"R-5Z/18             ","Ramka pięciokrotna ",21.42,1,"szt","PLN","23%","",10,null,null,null,null,"5906729013091",null,null,"SZAFIR",null,null,"",null,10,null,"https://www.ospel.pl/sites/all/pliki/import/image/podtynk/szafir/srebrny/r-5z_18.jpg","",null,"Tworzywo poliwęglan","","",null,null,null,"SREBRO",null,"","82 mm","366 mm","",null,null,"2024-02-19",null,"","https://www.ospel.pl/sites/all/pliki/import/image/podtynk/szafir/srebrny/r-5z_18.jpg","27.33.13.0","8536 90 01"]
[4088,"R-5Z/33             ","Ramka pięciokrotna ",21.42,1,"szt","PLN","23%","",10,null,null,null,null,"5906729013916",null,null,"SZAFIR",null,null,"",null,10,null,"https://www.ospel.pl/sites/all/pliki/import/image/podtynk/szafir/czarny/r-5z_33.jpg","",null,"Tworzywo poliwęglan","","",null,null,null,"CZARNY METALIK",null,"","82 mm","366 mm","",null,null,"2024-02-19",null,"","https://www.ospel.pl/sites/all/pliki/import/image/podtynk/szafir/czarny/r-5z_33.jpg","27.33.13.0","8536 90 01"]
[4089,"R-5Z/70             ","Ramka pięciokrotna ",21.42,1,"szt","PLN","23%","",10,null,null,null,null,"5906729014739",null,null,"SZAFIR",null,null,"",null,10,null,"https://www.ospel.pl/sites/all/pliki/import/image/podtynk/szafir/szary_mat/r-5z_70.jpg","",null,"Tworzywo poliwęglan","","",null,null,null,"SZARY MAT",null,"","82 mm","366 mm","",null,null,"2024-02-19",null,"","https://www.ospel.pl/sites/all/pliki/import/image/podtynk/szafir/szary_mat/r-5z_70.jpg","27.33.13.0","8536 90 01"]
[4090,"RH-1Z/00            ","Ramka pojedyncza do łączników IP-44 ",3.8759999999999999,1,"szt","PLN","23%","",10,null,null,null,null,"5906729012285",null,null,"SZAFIR",null,null,"",null,10,null,"https://www.ospel.pl/sites/all/pliki/import/image/podtynk/szafir/bialy/rh-1z_00.jpg","",null,"Tworzywo poliwęglan","","",null,null,null,"BIAŁY",null,"","82 mm","82 mm","",null,null,"2024-02-19",null,"","https://www.ospel.pl/sites/all/pliki/import/image/podtynk/szafir/bialy/rh-1z_00.jpg","27.33.13.0","8536 90 01"]
[4091,"RH-1Z/18            ","Ramka pojedyncza do łączników IP-44 ",7.6296000000000008,1,"szt","PLN","23%","",10,null,null,null,null,"5906729013107",null,null,"SZAFIR",null,null,"",null,10,null,"https://www.ospel.pl/sites/all/pliki/import/image/podtynk/szafir/srebrny/rh-1z_18.jpg","",null,"Tworzywo poliwęglan","","",null,null,null,"SREBRO",null,"","82 mm","82 mm","",null,null,"2024-02-19",null,"","https://www.ospel.pl/sites/all/pliki/import/image/podtynk/szafir/srebrny/rh-1z_18.jpg","27.33.13.0","8536 90 01"]
[4092,"RH-1Z/33            ","Ramka pojedyncza do łączników IP-44 ",7.6296000000000008,1,"szt","PLN","23%","",10,null,null,null,null,"5906729013923",null,null,"SZAFIR",null,null,"",null,10,null,"https://www.ospel.pl/sites/all/pliki/import/image/podtynk/szafir/czarny/rh-1z_33.jpg","",null,"Tworzywo poliwęglan","","",null,null,null,"CZARNY METALIK",null,"","82 mm","82 mm","",null,null,"2024-02-19",null,"","https://www.ospel.pl/sites/all/pliki/import/image/podtynk/szafir/czarny/rh-1z_33.jpg","27.33.13.0","8536 90 01"]
[4093,"RH-1Z/70            ","Ramka pojedyncza do łączników IP-44 ",7.6296000000000008,1,"szt","PLN","23%","",10,null,null,null,null,"5906729014746",null,null,"SZAFIR",null,null,"",null,10,null,"https://www.ospel.pl/sites/all/pliki/import/image/podtynk/szafir/szary_mat/rh-1z_70.jpg","",null,"Tworzywo poliwęglan","","",null,null,null,"SZARY MAT",null,"","82 mm","82 mm","",null,null,"2024-02-19",null,"","https://www.ospel.pl/sites/all/pliki/import/image/podtynk/szafir/szary_mat/rh-1z_70.jpg","27.33.13.0","8536 90 01"]
[4094,"RH-2Z/00            ","Ramka podwójna do łączników IP-44 ",6.7830000000000004,1,"szt","PLN","23%","",10,null,null,null,null,"5906729012292",null,null,"SZAFIR",null,null,"",null,10,null,"https://www.ospel.pl/sites/all/pliki/import/image/podtynk/szafir/bialy/rh-2z_00.jpg","",null,"Tworzywo poliwęglan","","",null,null,null,"BIAŁY",null,"","82 mm","153 mm","",null,null,"2024-02-19",null,"","https://www.ospel.pl/sites/all/pliki/import/image/podtynk/szafir/bialy/rh-2z_00.jpg","27.33.13.0","8536 90 01"]
[4095,"RH-2Z/18            ","Ramka podwójna do łączników IP-44 ",11.22,1,"szt","PLN","23%","",10,null,null,null,null,"5906729013114",null,null,"SZAFIR",null,null,"",null,10,null,"https://www.ospel.pl/sites/all/pliki/import/image/podtynk/szafir/srebrny/rh-2z_18.jpg","",null,"Tworzywo poliwęglan","","",null,null,null,"SREBRO",null,"","82 mm","153 mm","",null,null,"2024-02-19",null,"","https://www.ospel.pl/sites/all/pliki/import/image/podtynk/szafir/srebrny/rh-2z_18.jpg","27.33.13.0","8536 90 01"]
[4096,"RH-2Z/33            ","Ramka podwójna do łączników IP-44 ",11.22,1,"szt","PLN","23%","",10,null,null,null,null,"5906729013930",null,null,"SZAFIR",null,null,"",null,10,null,"https://www.ospel.pl/sites/all/pliki/import/image/podtynk/szafir/czarny/rh-2z_33.jpg","",null,"Tworzywo poliwęglan","","",null,null,null,"CZARNY METALIK",null,"","82 mm","153 mm","",null,null,"2024-02-19",null,"","https://www.ospel.pl/sites/all/pliki/import/image/podtynk/szafir/czarny/rh-2z_33.jpg","27.33.13.0","8536 90 01"]
[4097,"RH-2Z/70            ","Ramka podwójna do łączników IP-44 ",11.22,1,"szt","PLN","23%","",10,null,null,null,null,"5906729014753",null,null,"SZAFIR",null,null,"",null,10,null,"https://www.ospel.pl/sites/all/pliki/import/image/podtynk/szafir/szary_mat/rh-2z_70.jpg","",null,"Tworzywo poliwęglan","","",null,null,null,"SZARY MAT",null,"","82 mm","153 mm","",null,null,"2024-02-19",null,"","https://www.ospel.pl/sites/all/pliki/import/image/podtynk/szafir/szary_mat/rh-2z_70.jpg","27.33.13.0","8536 90 01"]
[4098,"RH-3Z/00            ","Ramka potrójna do łączników IP-44 ",9.69,1,"szt","PLN","23%","",10,null,null,null,null,"5906729012308",null,null,"SZAFIR",null,null,"",null,10,null,"https://www.ospel.pl/sites/all/pliki/import/image/podtynk/szafir/bialy/rh-3z_00.jpg","",null,"Tworzywo poliwęglan","","",null,null,null,"BIAŁY",null,"","82 mm","224 mm","",null,null,"2024-02-19",null,"","https://www.ospel.pl/sites/all/pliki/import/image/podtynk/szafir/bialy/rh-3z_00.jpg","27.33.13.0","8536 90 01"]
[4099,"RH-3Z/18            ","Ramka potrójna do łączników IP-44 ",14.994,1,"szt","PLN","23%","",10,null,null,null,null,"5906729013121",null,null,"SZAFIR",null,null,"",null,10,null,"https://www.ospel.pl/sites/all/pliki/import/image/podtynk/szafir/srebrny/rh-3z_18.jpg","",null,"Tworzywo poliwęglan","","",null,null,null,"SREBRO",null,"","82 mm","224 mm","",null,null,"2024-02-19",null,"","https://www.ospel.pl/sites/all/pliki/import/image/podtynk/szafir/srebrny/rh-3z_18.jpg","27.33.13.0","8536 90 01"]
[4100,"RH-3Z/33            ","Ramka potrójna do łączników IP-44 ",14.994,1,"szt","PLN","23%","",10,null,null,null,null,"5906729013947",null,null,"SZAFIR",null,null,"",null,10,null,"https://www.ospel.pl/sites/all/pliki/import/image/podtynk/szafir/czarny/rh-3z_33.jpg","",null,"Tworzywo poliwęglan","","",null,null,null,"CZARNY METALIK",null,"","82 mm","224 mm","",null,null,"2024-02-19",null,"","https://www.ospel.pl/sites/all/pliki/import/image/podtynk/szafir/czarny/rh-3z_33.jpg","27.33.13.0","8536 90 01"]
[4101,"RH-3Z/70            ","Ramka potrójna do łączników IP-44 ",14.994,1,"szt","PLN","23%","",10,null,null,null,null,"5906729014760",null,null,"SZAFIR",null,null,"",null,10,null,"https://www.ospel.pl/sites/all/pliki/import/image/podtynk/szafir/szary_mat/rh-3z_70.jpg","",null,"Tworzywo poliwęglan","","",null,null,null,"SZARY MAT",null,"","82 mm","224 mm","",null,null,"2024-02-19",null,"","https://www.ospel.pl/sites/all/pliki/import/image/podtynk/szafir/szary_mat/rh-3z_70.jpg","27.33.13.0","8536 90 01"]
[4102,"RH-4Z/00            ","Ramka poczwórna do łączników IP-44 ",13.484400000000001,1,"szt","PLN","23%","",10,null,null,null,null,"5906729012315",null,null,"SZAFIR",null,null,"",null,10,null,"https://www.ospel.pl/sites/all/pliki/import/image/podtynk/szafir/bialy/rh-4z_00.jpg","",null,"Tworzywo poliwęglan","","",null,null,null,"BIAŁY",null,"","82 mm","295 mm","",null,null,"2024-02-19",null,"","https://www.ospel.pl/sites/all/pliki/import/image/podtynk/szafir/bialy/rh-4z_00.jpg","27.33.13.0","8536 90 01"]
[4103,"RH-4Z/18            ","Ramka poczwórna do łączników IP-44 ",19.584,1,"szt","PLN","23%","",10,null,null,null,null,"5906729013138",null,null,"SZAFIR",null,null,"",null,10,null,"https://www.ospel.pl/sites/all/pliki/import/image/podtynk/szafir/srebrny/rh-4z_18.jpg","",null,"Tworzywo poliwęglan","","",null,null,null,"SREBRO",null,"","82 mm","295 mm","",null,null,"2024-02-19",null,"","https://www.ospel.pl/sites/all/pliki/import/image/podtynk/szafir/srebrny/rh-4z_18.jpg","27.33.13.0","8536 90 01"]
[4104,"RH-4Z/33            ","Ramka poczwórna do łączników IP-44 ",19.584,1,"szt","PLN","23%","",10,null,null,null,null,"5906729013954",null,null,"SZAFIR",null,null,"",null,10,null,"https://www.ospel.pl/sites/all/pliki/import/image/podtynk/szafir/czarny/rh-4z_33.jpg","",null,"Tworzywo poliwęglan","","",null,null,null,"CZARNY METALIK",null,"","82 mm","295 mm","",null,null,"2024-02-19",null,"","https://www.ospel.pl/sites/all/pliki/import/image/podtynk/szafir/czarny/rh-4z_33.jpg","27.33.13.0","8536 90 01"]
[4105,"RH-4Z/70            ","Ramka poczwórna do łączników IP-44 ",19.584,1,"szt","PLN","23%","",10,null,null,null,null,"5906729014777",null,null,"SZAFIR",null,null,"",null,10,null,"https://www.ospel.pl/sites/all/pliki/import/image/podtynk/szafir/szary_mat/rh-4z_70.jpg","",null,"Tworzywo poliwęglan","","",null,null,null,"SZARY MAT",null,"","82 mm","295 mm","",null,null,"2024-02-19",null,"","https://www.ospel.pl/sites/all/pliki/import/image/podtynk/szafir/szary_mat/rh-4z_70.jpg","27.33.13.0","8536 90 01"]
[4106,"RH-5Z/00            ","Ramka pięciokrotna do łączników IP-44 ",16.177199999999999,1,"szt","PLN","23%","",10,null,null,null,null,"5906729012322",null,null,"SZAFIR",null,null,"",null,10,null,"https://www.ospel.pl/sites/all/pliki/import/image/podtynk/szafir/bialy/rh-5z_00.jpg","",null,"Tworzywo poliwęglan","","",null,null,null,"BIAŁY",null,"","82 mm","366 mm","",null,null,"2024-02-19",null,"","https://www.ospel.pl/sites/all/pliki/import/image/podtynk/szafir/bialy/rh-5z_00.jpg","27.33.13.0","8536 90 01"]
[4107,"RH-5Z/18            ","Ramka pięciokrotna do łączników IP-44 ",21.623999999999999,1,"szt","PLN","23%","",10,null,null,null,null,"5906729013145",null,null,"SZAFIR",null,null,"",null,10,null,"https://www.ospel.pl/sites/all/pliki/import/image/podtynk/szafir/srebrny/rh-5z_18.jpg","",null,"Tworzywo poliwęglan","","",null,null,null,"SREBRO",null,"","82 mm","366 mm","",null,null,"2024-02-19",null,"","https://www.ospel.pl/sites/all/pliki/import/image/podtynk/szafir/srebrny/rh-5z_18.jpg","27.33.13.0","8536 90 01"]
[4108,"RH-5Z/33            ","Ramka pięciokrotna do łączników IP-44 ",21.623999999999999,1,"szt","PLN","23%","",10,null,null,null,null,"5906729013961",null,null,"SZAFIR",null,null,"",null,10,null,"https://www.ospel.pl/sites/all/pliki/import/image/podtynk/szafir/czarny/rh-5z_33.jpg","",null,"Tworzywo poliwęglan","","",null,null,null,"CZARNY METALIK",null,"","82 mm","366 mm","",null,null,"2024-02-19",null,"","https://www.ospel.pl/sites/all/pliki/import/image/podtynk/szafir/czarny/rh-5z_33.jpg","27.33.13.0","8536 90 01"]
[4109,"RH-5Z/70            ","Ramka pięciokrotna do łączników IP-44 ",21.623999999999999,1,"szt","PLN","23%","",10,null,null,null,null,"5906729014784",null,null,"SZAFIR",null,null,"",null,10,null,"https://www.ospel.pl/sites/all/pliki/import/image/podtynk/szafir/szary_mat/rh-5z_70.jpg","",null,"Tworzywo poliwęglan","","",null,null,null,"SZARY MAT",null,"","82 mm","366 mm","",null,null,"2024-02-19",null,"","https://www.ospel.pl/sites/all/pliki/import/image/podtynk/szafir/szary_mat/rh-5z_70.jpg","27.33.13.0","8536 90 01"]
[4110,"Z-1Z/m/00           ","Zaślepka ",7.65,1,"szt","PLN","23%","",10,null,null,null,null,"5906729012186",null,null,"SZAFIR",null,null,"",null,10,null,"https://www.ospel.pl/sites/all/pliki/import/image/podtynk/szafir/bialy/z-1z_m_00.jpg","",null,"Montaż do puszek fi 60","","",null,null,null,"BIAŁY",null,"","75 mm","75 mm","22 mm",null,null,"2024-02-19",null,"","https://www.ospel.pl/sites/all/pliki/import/image/podtynk/szafir/bialy/z-1z_m_00.jpg","27.12.23.0","8536 90 01"]
[4111,"Z-1Z/m/18           ","Zaślepka ",8.7720000000000002,1,"szt","PLN","23%","",10,null,null,null,null,"5906729013008",null,null,"SZAFIR",null,null,"",null,10,null,"https://www.ospel.pl/sites/all/pliki/import/image/podtynk/szafir/srebrny/z-1z_m_18.jpg","",null,"Montaż do puszek fi 60","","",null,null,null,"SREBRO",null,"","75 mm","75 mm","22 mm",null,null,"2024-02-19",null,"","https://www.ospel.pl/sites/all/pliki/import/image/podtynk/szafir/srebrny/z-1z_m_18.jpg","27.12.23.0","8536 90 01"]
[4112,"Z-1Z/m/33           ","Zaślepka ",8.7720000000000002,1,"szt","PLN","23%","",10,null,null,null,null,"5906729013824",null,null,"SZAFIR",null,null,"",null,10,null,"https://www.ospel.pl/sites/all/pliki/import/image/podtynk/szafir/czarny/z-1z_m_33.jpg","",null,"Montaż do puszek fi 60","","",null,null,null,"CZARNY METALIK",null,"","75 mm","75 mm","22 mm",null,null,"2024-02-19",null,"","https://www.ospel.pl/sites/all/pliki/import/image/podtynk/szafir/czarny/z-1z_m_33.jpg","27.12.23.0","8536 90 01"]
[4113,"Z-1Z/m/70           ","Zaślepka ",8.7720000000000002,1,"szt","PLN","23%","",10,null,null,null,null,"5906729014647",null,null,"SZAFIR",null,null,"",null,10,null,"https://www.ospel.pl/sites/all/pliki/import/image/podtynk/szafir/szary_mat/z-1z_m_70.jpg","",null,"Montaż do puszek fi 60","","",null,null,null,"SZARY MAT",null,"","75 mm","75 mm","22 mm",null,null,"2024-02-19",null,"","https://www.ospel.pl/sites/all/pliki/import/image/podtynk/szafir/szary_mat/z-1z_m_70.jpg","27.12.23.0","8536 90 01"]
[4114,"ZU-1Z               ","Zestaw uszczelniający do łączników IP-44",3.92,1,"szt","PLN","23%","",10,null,null,null,null,"5906729015637",null,null,"SZAFIR",null,null,"",null,10,null,"https://www.ospel.pl/sites/all/pliki/import/image/podtynk/szafir/bialy/zu-1z.jpg","",null,"","","",null,null,null,"BIAŁY",null,"","84 mm","84 mm","25 mm",null,null,"2024-02-19",null,"","https://www.ospel.pl/sites/all/pliki/import/image/podtynk/szafir/bialy/zu-1z.jpg","27.33.13.0","8536 90 01"]
[4115,"YT105               ","Transformator 0,45A 0-105W ",67.8,1,"szt","PLN","23%","",0,null,null,null,null,"5906160700024",null,null,"TRANSFORMATORY",null,null,"Cena stała - nie podlega rabatowaniu",null,0,null,"https://www.ospel.pl/sites/all/pliki/import/image/transformatory/yt105.jpg","",null,"","","",null,null,null,"",null,"","","","",null,null,"2024-02-19",null,"","https://www.ospel.pl/sites/all/pliki/import/image/transformatory/yt105.jpg","27.11.50.0","8504 31 80"]
[4116,"YT150               ","Transformator 0,65A 0-150W ",104.9,1,"szt","PLN","23%","",0,null,null,null,null,"5906160700031",null,null,"TRANSFORMATORY",null,null,"Cena stała - nie podlega rabatowaniu",null,0,null,"https://www.ospel.pl/sites/all/pliki/import/image/transformatory/yt150.jpg","",null,"","","",null,null,null,"",null,"","","","",null,null,"2024-02-19",null,"","https://www.ospel.pl/sites/all/pliki/import/image/transformatory/yt150.jpg","27.11.50.0","8504 31 80"]
[4117,"YT210               ","Transformator 0,93A 0-210W ",117.52,1,"szt","PLN","23%","",0,null,null,null,null,"5906160700093",null,null,"TRANSFORMATORY",null,null,"Cena stała - nie podlega rabatowaniu",null,0,null,"https://www.ospel.pl/sites/all/pliki/import/image/transformatory/yt210.jpg","",null,"","","",null,null,null,"",null,"","","","",null,null,"2024-02-19",null,"","https://www.ospel.pl/sites/all/pliki/import/image/transformatory/yt210.jpg","27.11.50.0","8504 31 80"]
[4118,"YT250               ","Transformator 1,1A 0-250W ",125.56,1,"szt","PLN","23%","",0,null,null,null,null,"5906160700048",null,null,"TRANSFORMATORY",null,null,"Cena stała - nie podlega rabatowaniu",null,0,null,"https://www.ospel.pl/sites/all/pliki/import/image/transformatory/yt250.jpg","",null,"","","",null,null,null,"",null,"","","","",null,null,"2024-02-19",null,"","https://www.ospel.pl/sites/all/pliki/import/image/transformatory/yt250.jpg","27.11.50.0","8504 31 80"]
[4119,"YT50                ","Transformator 0,22A 0-50W ",54.73,1,"szt","PLN","23%","",0,null,null,null,null,"5906160700000",null,null,"TRANSFORMATORY",null,null,"Cena stała - nie podlega rabatowaniu",null,0,null,"https://www.ospel.pl/sites/all/pliki/import/image/transformatory/yt50.jpg","",null,"","","",null,null,null,"",null,"","","","",null,null,"2024-02-19",null,"","https://www.ospel.pl/sites/all/pliki/import/image/transformatory/yt50.jpg","27.11.50.0","8504 31 80"]
[4120,"YT60                ","Transformator 0,27A 0-60W ",56.57,1,"szt","PLN","23%","",0,null,null,null,null,"5906160700086",null,null,"TRANSFORMATORY",null,null,"Cena stała - nie podlega rabatowaniu",null,0,null,"https://www.ospel.pl/sites/all/pliki/import/image/transformatory/yt60.jpg","",null,"","","Tylko na zamówienie",null,null,null,"",null,"","","","",null,null,"2024-02-19",null,"","https://www.ospel.pl/sites/all/pliki/import/image/transformatory/yt60.jpg","27.11.50.0","8504 31 80"]
[4121,"YT70                ","Transformator 0,35A 0-70W ",59.22,1,"szt","PLN","23%","",0,null,null,null,null,"5906160700017",null,null,"TRANSFORMATORY",null,null,"Cena stała - nie podlega rabatowaniu",null,0,null,"https://www.ospel.pl/sites/all/pliki/import/image/transformatory/yt70.jpg","",null,"","","",null,null,null,"",null,"","","","",null,null,"2024-02-19",null,"","https://www.ospel.pl/sites/all/pliki/import/image/transformatory/yt70.jpg","27.11.50.0","8504 31 80"]
[4122,"WKE                 ","Wtyczka ekwipotencjalna ",126.41,1,"szt","PLN","23%","",0,null,null,null,null,"5907577459192",null,null,"WTYCZKA EKWIPOTENCJALNA",null,null,"",null,0,null,"https://www.ospel.pl/sites/all/pliki/import/image/podtynk/wtyczka_g_ekwi/wke.jpg","",null,"","","",null,null,null,"BIAŁY",null,"","","","",null,null,"2024-02-19",null,"","https://www.ospel.pl/sites/all/pliki/import/image/podtynk/wtyczka_g_ekwi/wke.jpg","","8536 90 10"]
[4123,"WKZ/00              ","Wtyczka kątowa ",9.57,1,"szt","PLN","23%","",20,null,null,null,null,"5907577410681",null,null,"WTYCZKI",null,null,"",null,20,null,"https://www.ospel.pl/sites/all/pliki/import/image/wtyczki/wkz_00.jpg","",null,"","","",null,null,null,"BIAŁY",null,"","","","",null,null,"2024-02-19",null,"","https://www.ospel.pl/sites/all/pliki/import/image/wtyczki/wkz_00.jpg","27.33.13.0","8536 69 90          "]
[4124,"WPZ/00              ","Wtyczka prosta ",9.9499999999999993,1,"szt","PLN","23%","",20,null,null,null,null,"5907577410667",null,null,"WTYCZKI",null,null,"",null,20,null,"https://www.ospel.pl/sites/all/pliki/import/image/wtyczki/wpz_00.jpg","",null,"","","",null,null,null,"BIAŁY",null,"","","","",null,null,"2024-02-19",null,"","https://www.ospel.pl/sites/all/pliki/import/image/wtyczki/wpz_00.jpg","27.33.13.0","8536 69 90          "]
[4125,"ZG                  ","Zatyczka gniazda ",8.6300000000000008,1,"kpl","PLN","23%","",0,null,null,null,null,"5907559808482",null,null,"ZATYCZKA GNIAZDA",null,null,"",null,0,null,"https://www.ospel.pl/sites/all/pliki/import/image/akcesoria/zg.jpg","",null,"","","",null,null,null,"BIAŁY",null,"","","","",null,null,"2024-02-19",null,"","https://www.ospel.pl/sites/all/pliki/import/image/akcesoria/zg.jpg","27.12.23.0","8536 30 10"]