{"text_format":"1","workbook":"xlsx","n_sheets":1,"sheets":["Raport"],"not_rendered":{"charts":0,"images":0,"macros":1,"external_links":0,"defined_names":1,"comments":0,"pivot_tables":0},"unopened":[],"bounds":{"document_bytes":16777216,"sheet_cells":100000,"rows_first":2000,"rows_last":500,"rows_between":2000,"halvings":0,"cell_chars":16384,"cell_head_chars":4096},"cells_cut":0,"cells_raw":0,"read":"whole","date_system":"1900"}

{"sheet":"Raport","index":0,"n_rows":4258,"n_cols":47,"rows_kept":1125,"cut":true,"hidden":false,"merged":[],"bounds":{"rows_first":500,"rows_last":125,"rows_between":500,"halvings":2}}
["Data cennika","2024-06-04"]
[]
[]
["Lp","Symbol","Nazwa ","Cena netto za jedn. handlową","Ilość ","Jednostka handlowa","Waluta","Podatek VAT","Kgo","Ilosc w opakowaniu niepodzielnym","Grupa bonusowa","Grupa rabatowa","Symbol poprzednika","EDI","Kod EAN","Kod EAN opakowanie zbiorcze","Kod EAN poprzednika","Nazwa skrócona","ID Kategoria","Towar prywatny","Uwagi do ceny","Uwagi do jm","Ilość w opakowaniu zbiorczym","Min. ilość do zamówienia","Nazwa pliku ze zdjęciem","Nazwa pliku z rys. tech.","Data ważności","Opis techniczny","Uwagi","Dostepnosc","Czas realizacji w dniach","Słowa kluczowe","Klucz do symbolu","Kolor","Waga netto kg","Waga brutto kg","Długość {mm}","Szerokość {mm}","Wysokość {mm}","Wiarygodność ceny","Cena w ProLogu z dnia","Nowy cennik obowiązuje u producenta od dnia","Deklaracje zgodności","Schemat ","zdjęcie produktu","pkwiu","CN 2020"]
[1,"GP-1A/00","Gniazdo pojedyncze",11.42,1,"szt","PLN","23%","",10,null,null,null,null,"5907577410810",null,null,"AKCENT",null,null,"",null,10,null,"https://www.ospel.pl/sites/all/pliki/import/image/podtynk/akcent/bialy/gp-1a_00.jpg","https://www.ospel.pl/sites/all/pliki/import/image/rysunki/akcent/gniazda_pojedyncze_ip20_bk.jpg",null,"16A/250~, IP-20, zaciski gwintowe","","",null,null,null,"BIAŁY",null,"0.0595 kg","82 mm","82 mm","31 mm",null,null,"2024-06-04",null,"","https://www.ospel.pl/sites/all/pliki/import/image/podtynk/akcent/bialy/gp-1a_00.jpg","27.33.13.0","8536 69 90"]
[2,"GP-1A/01","Gniazdo pojedyncze",11.42,1,"szt","PLN","23%","",10,null,null,null,null,"5907577413446",null,null,"AKCENT",null,null,"",null,10,null,"https://www.ospel.pl/sites/all/pliki/import/image/podtynk/akcent/bezowy/gp-1a_01.jpg","",null,"16A/250~, IP-20, zaciski gwintowe","","",null,null,null,"BEŻOWY",null,"0.0595 kg","82 mm","82 mm","31 mm",null,null,"2024-06-04",null,"","https://www.ospel.pl/sites/all/pliki/import/image/podtynk/akcent/bezowy/gp-1a_01.jpg","27.33.13.0","8536 69 90"]
[3,"GP-1A/24","Gniazdo pojedyncze",11.42,1,"szt","PLN","23%","",10,null,null,null,null,"5907577413804",null,null,"AKCENT",null,null,"",null,10,null,"https://www.ospel.pl/sites/all/pliki/import/image/podtynk/akcent/brazowy/gp-1a_24.jpg","https://www.ospel.pl/sites/all/pliki/import/image/rysunki/akcent/gniazda_pojedyncze_ip20_bk.jpg",null,"16A/250~, IP-20, zaciski gwintowe","","",null,null,null,"BRĄZOWY",null,"0.0595 kg","82 mm","82 mm","31 mm",null,null,"2024-06-04",null,"","https://www.ospel.pl/sites/all/pliki/import/image/podtynk/akcent/brazowy/gp-1a_24.jpg","27.33.13.0","8536 69 90"]
[4,"GP-1AP/00","Gniazdo pojedyncze z przesłonami torów prądowych",13.75,1,"szt","PLN","23%","",10,null,null,null,null,"5907577430443",null,null,"AKCENT",null,null,"",null,10,null,"https://www.ospel.pl/sites/all/pliki/import/image/podtynk/akcent/bialy/gp-1a_00.jpg","https://www.ospel.pl/sites/all/pliki/import/image/rysunki/akcent/gniazda_pojedyncze_ip20_bk.jpg",null,"16A/250~, IP-20, zaciski gwintowe","","",null,null,null,"BIAŁY",null,"0.06 kg","82 mm","82 mm","31 mm",null,null,"2024-06-04",null,"","https://www.ospel.pl/sites/all/pliki/import/image/podtynk/akcent/bialy/gp-1a_00.jpg","27.33.13.0","8536 69 90"]
[5,"GP-1AP/01","Gniazdo pojedyncze z przesłonami torów prądowych",13.75,1,"szt","PLN","23%","",10,null,null,null,null,"5907577430450",null,null,"AKCENT",null,null,"",null,10,null,"https://www.ospel.pl/sites/all/pliki/import/image/podtynk/akcent/bezowy/gp-1a_01.jpg","https://www.ospel.pl/sites/all/pliki/import/image/rysunki/akcent/gniazda_pojedyncze_ip20_bk.jpg",null,"16A/250~, IP-20, zaciski gwintowe","","",null,null,null,"BEŻOWY",null,"0.06 kg","82 mm","82 mm","31 mm",null,null,"2024-06-04",null,"","https://www.ospel.pl/sites/all/pliki/import/image/podtynk/akcent/bezowy/gp-1a_01.jpg","27.33.13.0","8536 69 90"]
[6,"GP-1AP/24","Gniazdo pojedyncze z przesłonami torów prądowych",13.75,1,"szt","PLN","23%","",10,null,null,null,null,"5907577430467",null,null,"AKCENT",null,null,"",null,10,null,"https://www.ospel.pl/sites/all/pliki/import/image/podtynk/akcent/brazowy/gp-1a_24.jpg","https://www.ospel.pl/sites/all/pliki/import/image/rysunki/akcent/gniazda_pojedyncze_ip20_bk.jpg",null,"16A/250~, IP-20, zaciski gwintowe","","",null,null,null,"BRĄZOWY",null,"0.06 kg","82 mm","82 mm","31 mm",null,null,"2024-06-04",null,"","https://www.ospel.pl/sites/all/pliki/import/image/podtynk/akcent/brazowy/gp-1a_24.jpg","27.33.13.0","8536 69 90"]
[7,"GP-1AS/00","Gniazdo pojedyncze z uziemieniem schuko",15.59,1,"szt","PLN","23%","",10,null,null,null,null,"5907577419622",null,null,"AKCENT",null,null,"",null,10,null,"https://www.ospel.pl/sites/all/pliki/import/image/podtynk/akcent/bialy/gp-1as_00.jpg","https://www.ospel.pl/sites/all/pliki/import/image/rysunki/akcent/gniazda_pojedyncze_schucko.jpg",null,"16A/250~, IP-20, zaciski gwintowe","","",null,null,null,"BIAŁY",null,"0.0595 kg","82 mm","82 mm","30 mm",null,null,"2024-06-04",null,"","https://www.ospel.pl/sites/all/pliki/import/image/podtynk/akcent/bialy/gp-1as_00.jpg","27.33.13.0","8536 69 90"]
[8,"GP-1AS/01","Gniazdo pojedyncze z uziemieniem schuko",15.59,1,"szt","PLN","23%","",10,null,null,null,null,"5907577419646",null,null,"AKCENT",null,null,"",null,10,null,"https://www.ospel.pl/sites/all/pliki/import/image/podtynk/akcent/bezowy/gp-1as_01.jpg","https://www.ospel.pl/sites/all/pliki/import/image/rysunki/akcent/gniazda_pojedyncze_schucko.jpg",null,"16A/250~, IP-20, zaciski gwintowe","","",null,null,null,"BEŻOWY",null,"0.0595 kg","82 mm","82 mm","30 mm",null,null,"2024-06-04",null,"","https://www.ospel.pl/sites/all/pliki/import/image/podtynk/akcent/bezowy/gp-1as_01.jpg","27.33.13.0","8536 69 90"]
[9,"GP-1AS/24","Gniazdo pojedyncze z uziemieniem schuko",15.59,1,"szt","PLN","23%","",10,null,null,null,null,"5907577419660",null,null,"AKCENT",null,null,"",null,10,null,"https://www.ospel.pl/sites/all/pliki/import/image/podtynk/akcent/brazowy/gp-1as_24.jpg","https://www.ospel.pl/sites/all/pliki/import/image/rysunki/akcent/gniazda_pojedyncze_schucko.jpg",null,"16A/250~, IP-20, zaciski gwintowe","","",null,null,null,"BRĄZOWY",null,"0.0595 kg","82 mm","82 mm","30 mm",null,null,"2024-06-04",null,"","https://www.ospel.pl/sites/all/pliki/import/image/podtynk/akcent/brazowy/gp-1as_24.jpg","27.33.13.0","8536 69 90"]
[10,"GP-1ASP/00","Gniazdo pojedyncze z uziemieniem schuko z przesłonami torów prądowych",16.32,1,"szt","PLN","23%","",10,null,null,null,null,"5907577424718",null,null,"AKCENT",null,null,"",null,10,null,"https://www.ospel.pl/sites/all/pliki/import/image/podtynk/akcent/bialy/gp-1asp_00.jpg","https://www.ospel.pl/sites/all/pliki/import/image/rysunki/akcent/gniazda_pojedyncze_schucko.jpg",null,"16A/250~, IP-20, zaciski gwintowe","","",null,null,null,"BIAŁY",null,"0.0605 kg","82 mm","82 mm","30 mm",null,null,"2024-06-04",null,"","https://www.ospel.pl/sites/all/pliki/import/image/podtynk/akcent/bialy/gp-1asp_00.jpg","27.33.13.0","8536 69 90"]
[11,"GP-1ASP/01","Gniazdo pojedyncze z uziemieniem schuko z przesłonami torów prądowych",16.32,1,"szt","PLN","23%","",10,null,null,null,null,"5907577433826",null,null,"AKCENT",null,null,"",null,10,null,"https://www.ospel.pl/sites/all/pliki/import/image/podtynk/akcent/bezowy/gp-1asp_01.jpg","https://www.ospel.pl/sites/all/pliki/import/image/rysunki/akcent/gniazda_pojedyncze_schucko.jpg",null,"16A/250~, IP-20, zaciski gwintowe","","",null,null,null,"BEŻOWY",null,"0.0605 kg","82 mm","82 mm","30 mm",null,null,"2024-06-04",null,"","https://www.ospel.pl/sites/all/pliki/import/image/podtynk/akcent/bezowy/gp-1asp_01.jpg","27.33.13.0","8536 69 90"]
[12,"GP-1ASP/24","Gniazdo pojedyncze z uziemieniem schuko z przesłonami torów prądowych",16.32,1,"szt","PLN","23%","",10,null,null,null,null,"5907577433833",null,null,"AKCENT",null,null,"",null,10,null,"https://www.ospel.pl/sites/all/pliki/import/image/podtynk/akcent/brazowy/gp-1asp_24.jpg","https://www.ospel.pl/sites/all/pliki/import/image/rysunki/akcent/gniazda_pojedyncze_schucko.jpg",null,"16A/250~, IP-20, zaciski gwintowe","","",null,null,null,"BRĄZOWY",null,"0.0605 kg","82 mm","82 mm","30 mm",null,null,"2024-06-04",null,"","https://www.ospel.pl/sites/all/pliki/import/image/podtynk/akcent/brazowy/gp-1asp_24.jpg","27.33.13.0","8536 69 90"]
[13,"GP-1AZ/00","Gniazdo pojedyncze z uziemieniem",11.91,1,"szt","PLN","23%","",10,null,null,null,null,"5907577410827",null,null,"AKCENT",null,null,"",null,10,null,"https://www.ospel.pl/sites/all/pliki/import/image/podtynk/akcent/bialy/gp-1az_00.jpg","https://www.ospel.pl/sites/all/pliki/import/image/rysunki/akcent/gniazda_pojedyncze_ip20.jpg",null,"16A/250~, IP-20, zaciski gwintowe","","",null,null,null,"BIAŁY",null,"0.0635 kg","82 mm","82 mm","31 mm",null,null,"2024-06-04",null,"","https://www.ospel.pl/sites/all/pliki/import/image/podtynk/akcent/bialy/gp-1az_00.jpg","27.33.13.0","8536 69 90"]
[14,"GP-1AZ/01","Gniazdo pojedyncze z uziemieniem",11.91,1,"szt","PLN","23%","",10,null,null,null,null,"5907577413453",null,null,"AKCENT",null,null,"",null,10,null,"https://www.ospel.pl/sites/all/pliki/import/image/podtynk/akcent/bezowy/gp-1az_01.jpg","https://www.ospel.pl/sites/all/pliki/import/image/rysunki/akcent/gniazda_pojedyncze_ip20.jpg",null,"16A/250~, IP-20, zaciski gwintowe","","",null,null,null,"BEŻOWY",null,"0.0635 kg","82 mm","82 mm","31 mm",null,null,"2024-06-04",null,"","https://www.ospel.pl/sites/all/pliki/import/image/podtynk/akcent/bezowy/gp-1az_01.jpg","27.33.13.0","8536 69 90"]
[15,"GP-1AZ/24","Gniazdo pojedyncze z uziemieniem",11.91,1,"szt","PLN","23%","",10,null,null,null,null,"5907577413811",null,null,"AKCENT",null,null,"",null,10,null,"https://www.ospel.pl/sites/all/pliki/import/image/podtynk/akcent/brazowy/gp-1az_24.jpg","https://www.ospel.pl/sites/all/pliki/import/image/rysunki/akcent/gniazda_pojedyncze_ip20.jpg",null,"16A/250~, IP-20, zaciski gwintowe","","",null,null,null,"BRĄZOWY",null,"0.0635 kg","82 mm","82 mm","31 mm",null,null,"2024-06-04",null,"","https://www.ospel.pl/sites/all/pliki/import/image/podtynk/akcent/brazowy/gp-1az_24.jpg","27.33.13.0","8536 69 90"]
[16,"GP-1AZP/00","Gniazdo pojedyncze z uziemieniem z przesłonami torów prądowych",15.45,1,"szt","PLN","23%","",10,null,null,null,null,"5907577430481",null,null,"AKCENT",null,null,"",null,10,null,"https://www.ospel.pl/sites/all/pliki/import/image/podtynk/akcent/bialy/gp-1az_00.jpg","https://www.ospel.pl/sites/all/pliki/import/image/rysunki/akcent/gniazda_pojedyncze_ip20.jpg",null,"16A/250~, IP-20, zaciski gwintowe","","",null,null,null,"BIAŁY",null,"0.065 kg","82 mm","82 mm","31 mm",null,null,"2024-06-04",null,"","https://www.ospel.pl/sites/all/pliki/import/image/podtynk/akcent/bialy/gp-1az_00.jpg","27.33.13.0","8536 69 90"]
[17,"GP-1AZP/01","Gniazdo pojedyncze z uziemieniem z przesłonami torów prądowych",15.45,1,"szt","PLN","23%","",10,null,null,null,null,"5907577430498",null,null,"AKCENT",null,null,"",null,10,null,"https://www.ospel.pl/sites/all/pliki/import/image/podtynk/akcent/bezowy/gp-1az_01.jpg","https://www.ospel.pl/sites/all/pliki/import/image/rysunki/akcent/gniazda_pojedyncze_ip20.jpg",null,"16A/250~, IP-20, zaciski gwintowe","","",null,null,null,"BEŻOWY",null,"0.065 kg","82 mm","82 mm","31 mm",null,null,"2024-06-04",null,"","https://www.ospel.pl/sites/all/pliki/import/image/podtynk/akcent/bezowy/gp-1az_01.jpg","27.33.13.0","8536 69 90"]
[18,"GP-1AZP/24","Gniazdo pojedyncze z uziemieniem z przesłonami torów prądowych",15.45,1,"szt","PLN","23%","",10,null,null,null,null,"5907577430504",null,null,"AKCENT",null,null,"",null,10,null,"https://www.ospel.pl/sites/all/pliki/import/image/podtynk/akcent/brazowy/gp-1az_24.jpg","https://www.ospel.pl/sites/all/pliki/import/image/rysunki/akcent/gniazda_pojedyncze_ip20.jpg",null,"16A/250~, IP-20, zaciski gwintowe","","",null,null,null,"BRĄZOWY",null,"0.065 kg","82 mm","82 mm","31 mm",null,null,"2024-06-04",null,"","https://www.ospel.pl/sites/all/pliki/import/image/podtynk/akcent/brazowy/gp-1az_24.jpg","27.33.13.0","8536 69 90"]
[19,"GP-2A/00","Gniazdo podwójne",13.86,1,"szt","PLN","23%","",10,null,null,null,null,"5907577410834",null,null,"AKCENT",null,null,"",null,10,null,"https://www.ospel.pl/sites/all/pliki/import/image/podtynk/akcent/bialy/gp-2a_00.jpg","https://www.ospel.pl/sites/all/pliki/import/image/rysunki/akcent/gniazda_podwojne_bk.jpg",null,"16A/250~, IP-20, zaciski gwintowe","","",null,null,null,"BIAŁY",null,"0.062 kg","82 mm","82 mm","28 mm",null,null,"2024-06-04",null,"","https://www.ospel.pl/sites/all/pliki/import/image/podtynk/akcent/bialy/gp-2a_00.jpg","27.33.13.0","8536 69 90"]
[20,"GP-2A/01","Gniazdo podwójne",13.86,1,"szt","PLN","23%","",10,null,null,null,null,"5907577413460",null,null,"AKCENT",null,null,"",null,10,null,"https://www.ospel.pl/sites/all/pliki/import/image/podtynk/akcent/bezowy/gp-2a_01.jpg","https://www.ospel.pl/sites/all/pliki/import/image/rysunki/akcent/gniazda_podwojne_bk.jpg",null,"16A/250~, IP-20, zaciski gwintowe","","",null,null,null,"BEŻOWY",null,"0.062 kg","82 mm","82 mm","28 mm",null,null,"2024-06-04",null,"","https://www.ospel.pl/sites/all/pliki/import/image/podtynk/akcent/bezowy/gp-2a_01.jpg","27.33.13.0","8536 69 90"]
[21,"GP-2A/24","Gniazdo podwójne",13.86,1,"szt","PLN","23%","",10,null,null,null,null,"5907577413828",null,null,"AKCENT",null,null,"",null,10,null,"https://www.ospel.pl/sites/all/pliki/import/image/podtynk/akcent/brazowy/gp-2a_24.jpg","https://www.ospel.pl/sites/all/pliki/import/image/rysunki/akcent/gniazda_podwojne_bk.jpg",null,"16A/250~, IP-20, zaciski gwintowe","","",null,null,null,"BRĄZOWY",null,"0.062 kg","82 mm","82 mm","28 mm",null,null,"2024-06-04",null,"","https://www.ospel.pl/sites/all/pliki/import/image/podtynk/akcent/brazowy/gp-2a_24.jpg","27.33.13.0","8536 69 90"]
[22,"GP-2AC/00","Gniazdo podwójne z uziemieniem z funkcją niezamienności faz",17.07,1,"szt","PLN","23%","",10,null,null,null,null,"5907577426309",null,null,"AKCENT",null,null,"",null,10,null,"https://www.ospel.pl/sites/all/pliki/import/image/podtynk/akcent/bialy/gp-2ac_00.jpg","https://www.ospel.pl/sites/all/pliki/import/image/rysunki/akcent/gniazda_podwojne_nf.jpg",null,"16A/250~, IP-20, zaciski gwintowe","","",null,null,null,"BIAŁY",null,"0.08 kg","87 mm","82 mm","23 mm",null,null,"2024-06-04",null,"","https://www.ospel.pl/sites/all/pliki/import/image/podtynk/akcent/bialy/gp-2ac_00.jpg","27.33.13.0","8536 69 90"]
[23,"GP-2AC/01","Gniazdo podwójne z uziemieniem z funkcją niezamienności faz",17.07,1,"szt","PLN","23%","",10,null,null,null,null,"5907577426323",null,null,"AKCENT",null,null,"",null,10,null,"https://www.ospel.pl/sites/all/pliki/import/image/podtynk/akcent/bezowy/gp-2ac_01.jpg","https://www.ospel.pl/sites/all/pliki/import/image/rysunki/akcent/gniazda_podwojne_nf.jpg",null,"16A/250~, IP-20, zaciski gwintowe","","",null,null,null,"BEŻOWY",null,"0.08 kg","87 mm","82 mm","23 mm",null,null,"2024-06-04",null,"","https://www.ospel.pl/sites/all/pliki/import/image/podtynk/akcent/bezowy/gp-2ac_01.jpg","27.33.13.0","8536 69 90"]
[24,"GP-2AC/24","Gniazdo podwójne z uziemieniem z funkcją niezamienności faz",17.07,1,"szt","PLN","23%","",10,null,null,null,null,"5907577426316",null,null,"AKCENT",null,null,"",null,10,null,"https://www.ospel.pl/sites/all/pliki/import/image/podtynk/akcent/brazowy/gp-2ac_24.jpg","https://www.ospel.pl/sites/all/pliki/import/image/rysunki/akcent/gniazda_podwojne_nf.jpg",null,"16A/250~, IP-20, zaciski gwintowe","","",null,null,null,"BRĄZOWY",null,"0.08 kg","87 mm","82 mm","23 mm",null,null,"2024-06-04",null,"","https://www.ospel.pl/sites/all/pliki/import/image/podtynk/akcent/brazowy/gp-2ac_24.jpg","27.33.13.0","8536 69 90"]
[25,"GP-2AS/00","Gniazdo podwójne z uziemieniem schuko",19.63,1,"szt","PLN","23%","",10,null,null,null,null,"5907577420246",null,null,"AKCENT",null,null,"",null,10,null,"https://www.ospel.pl/sites/all/pliki/import/image/podtynk/akcent/bialy/gp-2as_00.jpg","https://www.ospel.pl/sites/all/pliki/import/image/rysunki/akcent/gniazda_podwojne_schucko.jpg",null,"16A/250~, IP-20, zaciski gwintowe","","",null,null,null,"BIAŁY",null,"0.083 kg","87 mm","82 mm","22 mm",null,null,"2024-06-04",null,"","https://www.ospel.pl/sites/all/pliki/import/image/podtynk/akcent/bialy/gp-2as_00.jpg","27.33.13.0","8536 69 90"]
[26,"GP-2AS/01","Gniazdo podwójne z uziemieniem schuko",19.63,1,"szt","PLN","23%","",10,null,null,null,null,"5907577422455",null,null,"AKCENT",null,null,"",null,10,null,"https://www.ospel.pl/sites/all/pliki/import/image/podtynk/akcent/bezowy/gp-2as_01.jpg","https://www.ospel.pl/sites/all/pliki/import/image/rysunki/akcent/gniazda_podwojne_schucko.jpg",null,"16A/250~, IP-20, zaciski gwintowe","","",null,null,null,"BEŻOWY",null,"0.083 kg","87 mm","82 mm","22 mm",null,null,"2024-06-04",null,"","https://www.ospel.pl/sites/all/pliki/import/image/podtynk/akcent/bezowy/gp-2as_01.jpg","27.33.13.0","8536 69 90"]
[27,"GP-2AS/24","Gniazdo podwójne z uziemieniem schuko",19.63,1,"szt","PLN","23%","",10,null,null,null,null,"5907577422479",null,null,"AKCENT",null,null,"",null,10,null,"https://www.ospel.pl/sites/all/pliki/import/image/podtynk/akcent/brazowy/gp-2as_24.jpg","https://www.ospel.pl/sites/all/pliki/import/image/rysunki/akcent/gniazda_podwojne_schucko.jpg",null,"16A/250~, IP-20, zaciski gwintowe","","",null,null,null,"BRĄZOWY",null,"0.083 kg","87 mm","82 mm","22 mm",null,null,"2024-06-04",null,"","https://www.ospel.pl/sites/all/pliki/import/image/podtynk/akcent/brazowy/gp-2as_24.jpg","27.33.13.0","8536 69 90"]
[28,"GP-2ASP/00","Gniazdo podwójne z uziemieniem schuko z przesłonami torów prądowych",21.23,1,"szt","PLN","23%","",10,null,null,null,null,"5907577425586",null,null,"AKCENT",null,null,"",null,10,null,"https://www.ospel.pl/sites/all/pliki/import/image/podtynk/akcent/bialy/gp-2asp_00.jpg","https://www.ospel.pl/sites/all/pliki/import/image/rysunki/akcent/gniazda_podwojne_schucko.jpg",null,"16A/250~, IP-20, zaciski gwintowe","","",null,null,null,"BIAŁY",null,"0.084 kg","87 mm","82 mm","22 mm",null,null,"2024-06-04",null,"","https://www.ospel.pl/sites/all/pliki/import/image/podtynk/akcent/bialy/gp-2asp_00.jpg","27.33.13.0","8536 69 90"]
[29,"GP-2ASP/01","Gniazdo podwójne z uziemieniem schuko z przesłonami torów prądowych",21.23,1,"szt","PLN","23%","",10,null,null,null,null,"5907577434786",null,null,"AKCENT",null,null,"",null,10,null,"https://www.ospel.pl/sites/all/pliki/import/image/podtynk/akcent/bezowy/gp-2asp_01.jpg","https://www.ospel.pl/sites/all/pliki/import/image/rysunki/akcent/gniazda_podwojne_schucko.jpg",null,"16A/250~, IP-20, zaciski gwintowe","","",null,null,null,"BEŻOWY",null,"0.084 kg","87 mm","82 mm","22 mm",null,null,"2024-06-04",null,"","https://www.ospel.pl/sites/all/pliki/import/image/podtynk/akcent/bezowy/gp-2asp_01.jpg","27.33.13.0","8536 69 90"]
[30,"GP-2ASP/24","Gniazdo podwójne z uziemieniem schuko z przesłonami torów prądowych",21.23,1,"szt","PLN","23%","",10,null,null,null,null,"5907577442286",null,null,"AKCENT",null,null,"",null,10,null,"https://www.ospel.pl/sites/all/pliki/import/image/podtynk/akcent/brazowy/gp-2asp_24.jpg","https://www.ospel.pl/sites/all/pliki/import/image/rysunki/akcent/gniazda_podwojne_schucko.jpg",null,"16A/250~, IP-20, zaciski gwintowe","","",null,null,null,"BRĄZOWY",null,"0.084 kg","87 mm","82 mm","22 mm",null,null,"2024-06-04",null,"","https://www.ospel.pl/sites/all/pliki/import/image/podtynk/akcent/brazowy/gp-2asp_24.jpg","27.33.13.0","8536 69 90"]
[31,"GP-2AZ/00","Gniazdo podwójne z uziemieniem",14.96,1,"szt","PLN","23%","",10,null,null,null,null,"5907577410841",null,null,"AKCENT",null,null,"",null,10,null,"https://www.ospel.pl/sites/all/pliki/import/image/podtynk/akcent/bialy/gp-2az_00.jpg","https://www.ospel.pl/sites/all/pliki/import/image/rysunki/akcent/gniazda_podwojne.jpg",null,"16A/250~, IP-20, zaciski gwintowe","","",null,null,null,"BIAŁY",null,"0.0735 kg","82 mm","82 mm","28 mm",null,null,"2024-06-04",null,"","https://www.ospel.pl/sites/all/pliki/import/image/podtynk/akcent/bialy/gp-2az_00.jpg","27.33.13.0","8536 69 90"]
[32,"GP-2AZ/01","Gniazdo podwójne z uziemieniem",14.96,1,"szt","PLN","23%","",10,null,null,null,null,"5907577413477",null,null,"AKCENT",null,null,"",null,10,null,"https://www.ospel.pl/sites/all/pliki/import/image/podtynk/akcent/bezowy/gp-2az_01.jpg","https://www.ospel.pl/sites/all/pliki/import/image/rysunki/akcent/gniazda_podwojne.jpg",null,"16A/250~, IP-20, zaciski gwintowe","","",null,null,null,"BEŻOWY",null,"0.0735 kg","82 mm","82 mm","28 mm",null,null,"2024-06-04",null,"","https://www.ospel.pl/sites/all/pliki/import/image/podtynk/akcent/bezowy/gp-2az_01.jpg","27.33.13.0","8536 69 90"]
[33,"GP-2AZ/24","Gniazdo podwójne z uziemieniem",14.96,1,"szt","PLN","23%","",10,null,null,null,null,"5907577413835",null,null,"AKCENT",null,null,"",null,10,null,"https://www.ospel.pl/sites/all/pliki/import/image/podtynk/akcent/brazowy/gp-2az_24.jpg","https://www.ospel.pl/sites/all/pliki/import/image/rysunki/akcent/gniazda_podwojne.jpg",null,"16A/250~, IP-20, zaciski gwintowe","","",null,null,null,"BRĄZOWY",null,"0.0735 kg","82 mm","82 mm","28 mm",null,null,"2024-06-04",null,"","https://www.ospel.pl/sites/all/pliki/import/image/podtynk/akcent/brazowy/gp-2az_24.jpg","27.33.13.0","8536 69 90"]
[34,"GPA-10AP/00","Gniazdo RTV przelotowe 10-dB",51.52,1,"szt","PLN","23%","",10,null,null,null,null,"5907577410919",null,null,"AKCENT",null,null,"",null,10,null,"https://www.ospel.pl/sites/all/pliki/import/image/podtynk/akcent/bialy/gpa-ak_00.jpg","https://www.ospel.pl/sites/all/pliki/import/image/rysunki/akcent/gniazda_rtv.jpg",null,"Współczynnik tłumienia 10dB","","",null,null,null,"BIAŁY",null,"0.124 kg","82 mm","82 mm","20 mm",null,null,"2024-06-04",null,"https://www.ospel.pl/sites/all/pliki/import/image/schematy/rtv_sat.pdf","https://www.ospel.pl/sites/all/pliki/import/image/podtynk/akcent/bialy/gpa-ak_00.jpg","26.40.52.0","8517 18 00"]
[35,"GPA-10AP/01","Gniazdo RTV przelotowe 10-dB",51.52,1,"szt","PLN","23%","",10,null,null,null,null,"5907577413514",null,null,"AKCENT",null,null,"",null,10,null,"https://www.ospel.pl/sites/all/pliki/import/image/podtynk/akcent/bezowy/gpa-10ap_01.jpg","https://www.ospel.pl/sites/all/pliki/import/image/rysunki/akcent/gniazda_rtv.jpg",null,"Współczynnik tłumienia 10dB","","",null,null,null,"BEŻOWY",null,"0.124 kg","82 mm","82 mm","20 mm",null,null,"2024-06-04",null,"https://www.ospel.pl/sites/all/pliki/import/image/schematy/rtv_sat.pdf","https://www.ospel.pl/sites/all/pliki/import/image/podtynk/akcent/bezowy/gpa-10ap_01.jpg","26.40.52.0","8517 18 00"]
[36,"GPA-10AP/24","Gniazdo RTV przelotowe 10-dB",51.52,1,"szt","PLN","23%","",10,null,null,null,null,"5907577413880",null,null,"AKCENT",null,null,"",null,10,null,"https://www.ospel.pl/sites/all/pliki/import/image/podtynk/akcent/brazowy/gpa-ak_24.jpg","https://www.ospel.pl/sites/all/pliki/import/image/rysunki/akcent/gniazda_rtv.jpg",null,"Współczynnik tłumienia 10dB","","",null,null,null,"BRĄZOWY",null,"0.124 kg","82 mm","82 mm","20 mm",null,null,"2024-06-04",null,"https://www.ospel.pl/sites/all/pliki/import/image/schematy/rtv_sat.pdf","https://www.ospel.pl/sites/all/pliki/import/image/podtynk/akcent/brazowy/gpa-ak_24.jpg","26.40.52.0","8517 18 00"]
[37,"GPA-10APZ/00","Gniazdo RTV zakończeniowe",54.76,1,"szt","PLN","23%","",10,null,null,null,null,"5907577410902",null,null,"AKCENT",null,null,"",null,10,null,"https://www.ospel.pl/sites/all/pliki/import/image/podtynk/akcent/bialy/gpa-ak_00.jpg","https://www.ospel.pl/sites/all/pliki/import/image/rysunki/akcent/gniazda_rtv.jpg",null,"Współczynnik tłumienia 10dB","","",null,null,null,"BIAŁY",null,"0.124 kg","82 mm","82 mm","20 mm",null,null,"2024-06-04",null,"https://www.ospel.pl/sites/all/pliki/import/image/schematy/rtv_sat.pdf","https://www.ospel.pl/sites/all/pliki/import/image/podtynk/akcent/bialy/gpa-ak_00.jpg","26.40.52.0","8517 18 00"]
[38,"GPA-10APZ/01","Gniazdo RTV zakończeniowe",54.76,1,"szt","PLN","23%","",10,null,null,null,null,"5907577413507",null,null,"AKCENT",null,null,"",null,10,null,"https://www.ospel.pl/sites/all/pliki/import/image/podtynk/akcent/bezowy/gpa-10ap_01.jpg","https://www.ospel.pl/sites/all/pliki/import/image/rysunki/akcent/gniazda_rtv.jpg",null,"Współczynnik tłumienia 10dB","","",null,null,null,"BEŻOWY",null,"0.124 kg","82 mm","82 mm","20 mm",null,null,"2024-06-04",null,"https://www.ospel.pl/sites/all/pliki/import/image/schematy/rtv_sat.pdf","https://www.ospel.pl/sites/all/pliki/import/image/podtynk/akcent/bezowy/gpa-10ap_01.jpg","26.40.52.0","8517 18 00"]
[39,"GPA-10APZ/24","Gniazdo RTV zakończeniowe",54.76,1,"szt","PLN","23%","",10,null,null,null,null,"5907577413873",null,null,"AKCENT",null,null,"",null,10,null,"https://www.ospel.pl/sites/all/pliki/import/image/podtynk/akcent/brazowy/gpa-ak_24.jpg","https://www.ospel.pl/sites/all/pliki/import/image/rysunki/akcent/gniazda_rtv.jpg",null,"Współczynnik tłumienia 10dB","","",null,null,null,"BRĄZOWY",null,"0.124 kg","82 mm","82 mm","20 mm",null,null,"2024-06-04",null,"https://www.ospel.pl/sites/all/pliki/import/image/schematy/rtv_sat.pdf","https://www.ospel.pl/sites/all/pliki/import/image/podtynk/akcent/brazowy/gpa-ak_24.jpg","26.40.52.0","8517 18 00"]
[40,"GPA-14AP/00","Gniazdo RTV przelotowe 14-dB",51.52,1,"szt","PLN","23%","",10,null,null,null,null,"5907577410926",null,null,"AKCENT",null,null,"",null,10,null,"https://www.ospel.pl/sites/all/pliki/import/image/podtynk/akcent/bialy/gpa-ak_00.jpg","https://www.ospel.pl/sites/all/pliki/import/image/rysunki/akcent/gniazda_rtv.jpg",null,"Współczynnik tłumienia 14dB","","",null,null,null,"BIAŁY",null,"0.124 kg","82 mm","82 mm","20 mm",null,null,"2024-06-04",null,"https://www.ospel.pl/sites/all/pliki/import/image/schematy/rtv_sat.pdf","https://www.ospel.pl/sites/all/pliki/import/image/podtynk/akcent/bialy/gpa-ak_00.jpg","26.40.52.0","8517 18 00"]
[41,"GPA-14AP/01","Gniazdo RTV przelotowe 14-dB",51.52,1,"szt","PLN","23%","",10,null,null,null,null,"5907577413521",null,null,"AKCENT",null,null,"",null,10,null,"https://www.ospel.pl/sites/all/pliki/import/image/podtynk/akcent/bezowy/gpa-10ap_01.jpg","https://www.ospel.pl/sites/all/pliki/import/image/rysunki/akcent/gniazda_rtv.jpg",null,"Współczynnik tłumienia 14dB","","",null,null,null,"BEŻOWY",null,"0.124 kg","82 mm","82 mm","20 mm",null,null,"2024-06-04",null,"https://www.ospel.pl/sites/all/pliki/import/image/schematy/rtv_sat.pdf","https://www.ospel.pl/sites/all/pliki/import/image/podtynk/akcent/bezowy/gpa-10ap_01.jpg","26.40.52.0","8517 18 00"]
[42,"GPA-14AP/24","Gniazdo RTV przelotowe 14-dB",51.52,1,"szt","PLN","23%","",10,null,null,null,null,"5907577413897",null,null,"AKCENT",null,null,"",null,10,null,"https://www.ospel.pl/sites/all/pliki/import/image/podtynk/akcent/brazowy/gpa-ak_24.jpg","https://www.ospel.pl/sites/all/pliki/import/image/rysunki/akcent/gniazda_rtv.jpg",null,"Współczynnik tłumienia 14dB","","",null,null,null,"BRĄZOWY",null,"0.124 kg","82 mm","82 mm","20 mm",null,null,"2024-06-04",null,"https://www.ospel.pl/sites/all/pliki/import/image/schematy/rtv_sat.pdf","https://www.ospel.pl/sites/all/pliki/import/image/podtynk/akcent/brazowy/gpa-ak_24.jpg","26.40.52.0","8517 18 00"]
[43,"GPA-16AP/00","Gniazdo RTV przelotowe 16-dB",51.52,1,"szt","PLN","23%","",10,null,null,null,null,"5907577410933",null,null,"AKCENT",null,null,"",null,10,null,"https://www.ospel.pl/sites/all/pliki/import/image/podtynk/akcent/bialy/gpa-ak_00.jpg","https://www.ospel.pl/sites/all/pliki/import/image/rysunki/akcent/gniazda_rtv.jpg",null,"Współczynnik tłumienia 16dB","","",null,null,null,"BIAŁY",null,"0.124 kg","82 mm","82 mm","20 mm",null,null,"2024-06-04",null,"https://www.ospel.pl/sites/all/pliki/import/image/schematy/rtv_sat.pdf","https://www.ospel.pl/sites/all/pliki/import/image/podtynk/akcent/bialy/gpa-ak_00.jpg","26.40.52.0","8517 18 00"]
[44,"GPA-16AP/01","Gniazdo RTV przelotowe 16-dB",51.52,1,"szt","PLN","23%","",10,null,null,null,null,"5907577413538",null,null,"AKCENT",null,null,"",null,10,null,"https://www.ospel.pl/sites/all/pliki/import/image/podtynk/akcent/bezowy/gpa-10ap_01.jpg","https://www.ospel.pl/sites/all/pliki/import/image/rysunki/akcent/gniazda_rtv.jpg",null,"Współczynnik tłumienia 16dB","","",null,null,null,"BEŻOWY",null,"0.124 kg","82 mm","82 mm","20 mm",null,null,"2024-06-04",null,"https://www.ospel.pl/sites/all/pliki/import/image/schematy/rtv_sat.pdf","https://www.ospel.pl/sites/all/pliki/import/image/podtynk/akcent/bezowy/gpa-10ap_01.jpg","26.40.52.0","8517 18 00"]
[45,"GPA-16AP/24","Gniazdo RTV przelotowe 16-dB",51.52,1,"szt","PLN","23%","",10,null,null,null,null,"5907577413903",null,null,"AKCENT",null,null,"",null,10,null,"https://www.ospel.pl/sites/all/pliki/import/image/podtynk/akcent/brazowy/gpa-ak_24.jpg","https://www.ospel.pl/sites/all/pliki/import/image/rysunki/akcent/gniazda_rtv.jpg",null,"Współczynnik tłumienia 16dB","","",null,null,null,"BRĄZOWY",null,"0.124 kg","82 mm","82 mm","20 mm",null,null,"2024-06-04",null,"https://www.ospel.pl/sites/all/pliki/import/image/schematy/rtv_sat.pdf","https://www.ospel.pl/sites/all/pliki/import/image/podtynk/akcent/brazowy/gpa-ak_24.jpg","26.40.52.0","8517 18 00"]
[46,"GPA-1AF/00","Gniazdo antenowe typu F pojedyncze",20.03,1,"szt","PLN","23%","",10,null,null,null,null,"5906729005959",null,null,"AKCENT",null,null,"",null,10,null,"https://www.ospel.pl/sites/all/pliki/import/image/podtynk/akcent/bialy/gpa-1af_00.jpg","https://www.ospel.pl/sites/all/pliki/import/image/rysunki/akcent/gniazda_antenowe.jpg",null,"","","",null,null,null,"BIAŁY",null,"0.0605 kg","82 mm","82 mm","21 mm",null,null,"2024-06-04",null,"","https://www.ospel.pl/sites/all/pliki/import/image/podtynk/akcent/bialy/gpa-1af_00.jpg","26.40.52.0","8517 18 00"]
[47,"GPA-1AF/01","Gniazdo antenowe typu F pojedyncze",20.03,1,"szt","PLN","23%","",10,null,null,null,null,"5906729005966",null,null,"AKCENT",null,null,"",null,10,null,"https://www.ospel.pl/sites/all/pliki/import/image/podtynk/akcent/bezowy/gpa-1af_01.jpg","https://www.ospel.pl/sites/all/pliki/import/image/rysunki/akcent/gniazda_antenowe.jpg",null,"","","",null,null,null,"BEŻOWY",null,"0.0605 kg","82 mm","82 mm","21 mm",null,null,"2024-06-04",null,"","https://www.ospel.pl/sites/all/pliki/import/image/podtynk/akcent/bezowy/gpa-1af_01.jpg","26.40.52.0","8517 18 00"]
[48,"GPA-1AF/24","Gniazdo antenowe typu F pojedyncze",20.03,1,"szt","PLN","23%","",10,null,null,null,null,"5906729005973",null,null,"AKCENT",null,null,"",null,10,null,"https://www.ospel.pl/sites/all/pliki/import/image/podtynk/akcent/brazowy/gpa-1af_24.jpg","https://www.ospel.pl/sites/all/pliki/import/image/rysunki/akcent/gniazda_antenowe.jpg",null,"","","",null,null,null,"BRĄZOWY",null,"0.0605 kg","82 mm","82 mm","21 mm",null,null,"2024-06-04",null,"","https://www.ospel.pl/sites/all/pliki/import/image/podtynk/akcent/brazowy/gpa-1af_24.jpg","26.40.52.0","8517 18 00"]
[49,"GPA-2AF/00","Gniazdo antenowe typu F podwójne",24.66,1,"szt","PLN","23%","",10,null,null,null,null,"5906729006031",null,null,"AKCENT",null,null,"",null,10,null,"https://www.ospel.pl/sites/all/pliki/import/image/podtynk/akcent/bialy/gpa-2af_00.jpg","",null,"","","",null,null,null,"BIAŁY",null,"","82 mm","82 mm","21 mm",null,null,"2024-06-04",null,"","https://www.ospel.pl/sites/all/pliki/import/image/podtynk/akcent/bialy/gpa-2af_00.jpg","26.40.52.0","8517 18 00"]
[50,"GPA-2AF/01","Gniazdo antenowe typu F podwójne",24.66,1,"szt","PLN","23%","",10,null,null,null,null,"5906729006048",null,null,"AKCENT",null,null,"",null,10,null,"https://www.ospel.pl/sites/all/pliki/import/image/podtynk/akcent/bezowy/gpa-2af_01.jpg","",null,"","","",null,null,null,"BEŻOWY",null,"","82 mm","82 mm","21 mm",null,null,"2024-06-04",null,"","https://www.ospel.pl/sites/all/pliki/import/image/podtynk/akcent/bezowy/gpa-2af_01.jpg","26.40.52.0","8517 18 00"]
[51,"GPA-2AF/24","Gniazdo antenowe typu F podwójne",24.66,1,"szt","PLN","23%","",10,null,null,null,null,"5906729006055",null,null,"AKCENT",null,null,"",null,10,null,"https://www.ospel.pl/sites/all/pliki/import/image/podtynk/akcent/brazowy/gpa-2af_24.jpg","",null,"","","",null,null,null,"BRĄZOWY",null,"","82 mm","82 mm","21 mm",null,null,"2024-06-04",null,"","https://www.ospel.pl/sites/all/pliki/import/image/podtynk/akcent/brazowy/gpa-2af_24.jpg","26.40.52.0","8517 18 00"]
[52,"GPA-AK/00","Gniazdo RTV końcowe",50.24,1,"szt","PLN","23%","",10,null,null,null,null,"5907577410896",null,null,"AKCENT",null,null,"",null,10,null,"https://www.ospel.pl/sites/all/pliki/import/image/podtynk/akcent/bialy/gpa-ak_00.jpg","https://www.ospel.pl/sites/all/pliki/import/image/rysunki/akcent/gniazda_rtv.jpg",null,"Współczynnik tłumienia 2,5-3dB","","",null,null,null,"BIAŁY",null,"0.123 kg","82 mm","82 mm","20 mm",null,null,"2024-06-04",null,"https://www.ospel.pl/sites/all/pliki/import/image/schematy/rtv_sat.pdf","https://www.ospel.pl/sites/all/pliki/import/image/podtynk/akcent/bialy/gpa-ak_00.jpg","26.40.52.0","8517 18 00"]
[53,"GPA-AK/01","Gniazdo RTV końcowe",50.24,1,"szt","PLN","23%","",10,null,null,null,null,"5907577413484",null,null,"AKCENT",null,null,"",null,10,null,"https://www.ospel.pl/sites/all/pliki/import/image/podtynk/akcent/bezowy/gpa-10ap_01.jpg","https://www.ospel.pl/sites/all/pliki/import/image/rysunki/akcent/gniazda_rtv.jpg",null,"Współczynnik tłumienia 2,5-3dB","","",null,null,null,"BEŻOWY",null,"0.123 kg","82 mm","82 mm","20 mm",null,null,"2024-06-04",null,"https://www.ospel.pl/sites/all/pliki/import/image/schematy/rtv_sat.pdf","https://www.ospel.pl/sites/all/pliki/import/image/podtynk/akcent/bezowy/gpa-10ap_01.jpg","26.40.52.0","8517 18 00"]
[54,"GPA-AK/24","Gniazdo RTV końcowe",50.24,1,"szt","PLN","23%","",10,null,null,null,null,"5907577413866",null,null,"AKCENT",null,null,"",null,10,null,"https://www.ospel.pl/sites/all/pliki/import/image/podtynk/akcent/brazowy/gpa-ak_24.jpg","https://www.ospel.pl/sites/all/pliki/import/image/rysunki/akcent/gniazda_rtv.jpg",null,"Współczynnik tłumienia 2,5-3dB","","",null,null,null,"BRĄZOWY",null,"0.123 kg","82 mm","82 mm","20 mm",null,null,"2024-06-04",null,"https://www.ospel.pl/sites/all/pliki/import/image/schematy/rtv_sat.pdf","https://www.ospel.pl/sites/all/pliki/import/image/podtynk/akcent/brazowy/gpa-ak_24.jpg","26.40.52.0","8517 18 00"]
[55,"GPA-AS/00","Gniazdo RTV-SAT końcowe",70.38,1,"szt","PLN","23%","",10,null,null,null,null,"5907577426569",null,null,"AKCENT",null,null,"",null,10,null,"https://www.ospel.pl/sites/all/pliki/import/image/podtynk/akcent/bialy/gpa-as_00.jpg","https://www.ospel.pl/sites/all/pliki/import/image/rysunki/akcent/gniazda_rtv_sat.jpg",null,"Współczynnik tłumienia 1,5-2dB","","",null,null,null,"BIAŁY",null,"0.1085 kg","82 mm","82 mm","20 mm",null,null,"2024-06-04",null,"https://www.ospel.pl/sites/all/pliki/import/image/schematy/rtv_sat.pdf","https://www.ospel.pl/sites/all/pliki/import/image/podtynk/akcent/bialy/gpa-as_00.jpg","26.40.52.0","8517 18 00"]
[56,"GPA-AS/01","Gniazdo RTV-SAT końcowe",70.38,1,"szt","PLN","23%","",10,null,null,null,null,"5907577426576",null,null,"AKCENT",null,null,"",null,10,null,"https://www.ospel.pl/sites/all/pliki/import/image/podtynk/akcent/bezowy/gpa-as_01.jpg","https://www.ospel.pl/sites/all/pliki/import/image/rysunki/akcent/gniazda_rtv_sat.jpg",null,"Współczynnik tłumienia 1,5-2dB","","",null,null,null,"BEŻOWY",null,"0.1085 kg","82 mm","82 mm","20 mm",null,null,"2024-06-04",null,"https://www.ospel.pl/sites/all/pliki/import/image/schematy/rtv_sat.pdf","https://www.ospel.pl/sites/all/pliki/import/image/podtynk/akcent/bezowy/gpa-as_01.jpg","26.40.52.0","8517 18 00"]
[57,"GPA-AS/24","Gniazdo RTV-SAT końcowe",70.38,1,"szt","PLN","23%","",10,null,null,null,null,"5907577426583",null,null,"AKCENT",null,null,"",null,10,null,"https://www.ospel.pl/sites/all/pliki/import/image/podtynk/akcent/brazowy/gpa-as_24.jpg","https://www.ospel.pl/sites/all/pliki/import/image/rysunki/akcent/gniazda_rtv_sat.jpg",null,"Współczynnik tłumienia 1,5-2dB","","",null,null,null,"BRĄZOWY",null,"0.1085 kg","82 mm","82 mm","20 mm",null,null,"2024-06-04",null,"https://www.ospel.pl/sites/all/pliki/import/image/schematy/rtv_sat.pdf","https://www.ospel.pl/sites/all/pliki/import/image/podtynk/akcent/brazowy/gpa-as_24.jpg","26.40.52.0","8517 18 00"]
[58,"GPH-1AS/00/d","Gniazdo bryzgoszczelne z uziemieniem schuko IP-44 wieczko przezroczyste",22.71,1,"szt","PLN","23%","",10,null,null,null,null,"5907577426255",null,null,"AKCENT",null,null,"",null,10,null,"https://www.ospel.pl/sites/all/pliki/import/image/podtynk/akcent/bialy/gph-1as_00_w.jpg","https://www.ospel.pl/sites/all/pliki/import/image/rysunki/akcent/gniazda_bryzgoszczelne.jpg",null,"16A/250~, IP-44, zaciski gwintowe","","",null,null,null,"BIAŁY",null,"0.0795 kg","85 mm","85 mm","30 mm",null,null,"2024-06-04",null,"","https://www.ospel.pl/sites/all/pliki/import/image/podtynk/akcent/bialy/gph-1as_00_w.jpg","27.33.13.0","8536 69 90"]
[59,"GPH-1AS/00/w","Gniazdo bryzgoszczelne z uziemieniem schuko IP-44 wieczko w kolorze wyrobu",22.71,1,"szt","PLN","23%","",10,null,null,null,null,"5907577424732",null,null,"AKCENT",null,null,"",null,10,null,"https://www.ospel.pl/sites/all/pliki/import/image/podtynk/akcent/bialy/gph-1as_00_w.jpg","https://www.ospel.pl/sites/all/pliki/import/image/rysunki/akcent/gniazda_bryzgoszczelne.jpg",null,"16A/250~, IP-44, zaciski gwintowe","","",null,null,null,"BIAŁY",null,"0.0795 kg","85 mm","85 mm","30 mm",null,null,"2024-06-04",null,"","https://www.ospel.pl/sites/all/pliki/import/image/podtynk/akcent/bialy/gph-1as_00_w.jpg","27.33.13.0","8536 69 90"]
[60,"GPH-1AS/01/d","Gniazdo bryzgoszczelne z uziemieniem schuko IP-44 wieczko przezroczyste",22.71,1,"szt","PLN","23%","",10,null,null,null,null,"5907577426989",null,null,"AKCENT",null,null,"",null,10,null,"https://www.ospel.pl/sites/all/pliki/import/image/podtynk/akcent/bezowy/gph-1as_01_d.jpg","https://www.ospel.pl/sites/all/pliki/import/image/rysunki/akcent/gniazda_bryzgoszczelne.jpg",null,"16A/250~, IP-44, zaciski gwintowe","","",null,null,null,"BEŻOWY",null,"0.0795 kg","85 mm","85 mm","30 mm",null,null,"2024-06-04",null,"","https://www.ospel.pl/sites/all/pliki/import/image/podtynk/akcent/bezowy/gph-1as_01_d.jpg","27.33.13.0","8536 69 90"]
[61,"GPH-1AS/24/d","Gniazdo bryzgoszczelne z uziemieniem schuko IP-44 wieczko przezroczyste",22.71,1,"szt","PLN","23%","",10,null,null,null,null,"5907577433703",null,null,"AKCENT",null,null,"",null,10,null,"https://www.ospel.pl/sites/all/pliki/import/image/podtynk/akcent/brazowy/gph-1as_24_d.jpg","https://www.ospel.pl/sites/all/pliki/import/image/rysunki/akcent/gniazda_bryzgoszczelne.jpg",null,"16A/250~, IP-44, zaciski gwintowe","","",null,null,null,"BRĄZOWY",null,"0.0795 kg","85 mm","85 mm","30 mm",null,null,"2024-06-04",null,"","https://www.ospel.pl/sites/all/pliki/import/image/podtynk/akcent/brazowy/gph-1as_24_d.jpg","27.33.13.0","8536 69 90"]
[62,"GPH-1ASP/00/d","Gniazdo bryzgoszczelne z uziemieniem schuko IP-44 z przesłonami torów prądowych wieczko przezroczyste",23.81,1,"szt","PLN","23%","",10,null,null,null,null,"5907577430085",null,null,"AKCENT",null,null,"",null,10,null,"https://www.ospel.pl/sites/all/pliki/import/image/podtynk/akcent/bialy/gph-1asp_00_w.jpg","https://www.ospel.pl/sites/all/pliki/import/image/rysunki/akcent/gniazda_bryzgoszczelne.jpg",null,"16A/250~, IP-44, zaciski gwintowe","","",null,null,null,"BIAŁY",null,"0.0805 kg","85 mm","85 mm","30 mm",null,null,"2024-06-04",null,"","https://www.ospel.pl/sites/all/pliki/import/image/podtynk/akcent/bialy/gph-1asp_00_w.jpg","27.33.13.0","8536 69 90"]
[63,"GPH-1ASP/01/d","Gniazdo bryzgoszczelne z uziemieniem schuko IP-44 z przesłonami torów prądowych wieczko przezroczyste",23.81,1,"szt","PLN","23%","",10,null,null,null,null,"5907577434793",null,null,"AKCENT",null,null,"",null,10,null,"https://www.ospel.pl/sites/all/pliki/import/image/podtynk/akcent/bezowy/gph-1asp_01_d.jpg","https://www.ospel.pl/sites/all/pliki/import/image/rysunki/akcent/gniazda_bryzgoszczelne.jpg",null,"16A/250~, IP-44, zaciski gwintowe","","",null,null,null,"BEŻOWY",null,"0.0805 kg","85 mm","85 mm","30 mm",null,null,"2024-06-04",null,"","https://www.ospel.pl/sites/all/pliki/import/image/podtynk/akcent/bezowy/gph-1asp_01_d.jpg","27.33.13.0","8536 69 90"]
[64,"GPH-1ASP/24/d","Gniazdo bryzgoszczelne z uziemieniem schuko IP-44 z przesłonami torów prądowych wieczko przezroczyste",23.81,1,"szt","PLN","23%","",10,null,null,null,null,"5907577442262",null,null,"AKCENT",null,null,"",null,10,null,"https://www.ospel.pl/sites/all/pliki/import/image/podtynk/akcent/brazowy/gph-1asp_24_d.jpg","https://www.ospel.pl/sites/all/pliki/import/image/rysunki/akcent/gniazda_bryzgoszczelne.jpg",null,"16A/250~, IP-44, zaciski gwintowe","","",null,null,null,"BRĄZOWY",null,"0.0805 kg","85 mm","85 mm","30 mm",null,null,"2024-06-04",null,"","https://www.ospel.pl/sites/all/pliki/import/image/podtynk/akcent/brazowy/gph-1asp_24_d.jpg","27.33.13.0","8536 69 90"]
[65,"GPH-1AZ/00/d","Gniazdo bryzgoszczelne z uziemieniem IP-44 wieczko przezroczyste",21.49,1,"szt","PLN","23%","",10,null,null,null,null,"5907577411077",null,null,"AKCENT",null,null,"",null,10,null,"https://www.ospel.pl/sites/all/pliki/import/image/podtynk/akcent/bialy/gph-1az_00_d.jpg","https://www.ospel.pl/sites/all/pliki/import/image/rysunki/akcent/gniazda_bryzgoszczelne.jpg",null,"16A/250~, IP-44, zaciski gwintowe","","",null,null,null,"BIAŁY",null,"0.0845 kg","85 mm","85 mm","26 mm",null,null,"2024-06-04",null,"","https://www.ospel.pl/sites/all/pliki/import/image/podtynk/akcent/bialy/gph-1az_00_d.jpg","27.33.13.0","8536 69 90"]
[66,"GPH-1AZ/00/w","Gniazdo bryzgoszczelne z uziemieniem IP-44 wieczko w kolorze wyrobu",21.49,1,"szt","PLN","23%","",10,null,null,null,null,"5907577411008",null,null,"AKCENT",null,null,"",null,10,null,"https://www.ospel.pl/sites/all/pliki/import/image/podtynk/akcent/bialy/gph-1az_00_d.jpg","https://www.ospel.pl/sites/all/pliki/import/image/rysunki/akcent/gniazda_bryzgoszczelne.jpg",null,"16A/250~, IP-44, zaciski gwintowe","","",null,null,null,"BIAŁY",null,"0.0845 kg","85 mm","85 mm","26 mm",null,null,"2024-06-04",null,"","https://www.ospel.pl/sites/all/pliki/import/image/podtynk/akcent/bialy/gph-1az_00_d.jpg","27.33.13.0","8536 69 90"]
[67,"GPH-1AZ/01/d","Gniazdo bryzgoszczelne z uziemieniem IP-44 wieczko przezroczyste",21.49,1,"szt","PLN","23%","",10,null,null,null,null,"5907577413613",null,null,"AKCENT",null,null,"",null,10,null,"https://www.ospel.pl/sites/all/pliki/import/image/podtynk/akcent/bezowy/gph-1az_01_d.jpg","https://www.ospel.pl/sites/all/pliki/import/image/rysunki/akcent/gniazda_bryzgoszczelne.jpg",null,"16A/250~, IP-44, zaciski gwintowe","","",null,null,null,"BEŻOWY",null,"0.0845 kg","85 mm","85 mm","26 mm",null,null,"2024-06-04",null,"","https://www.ospel.pl/sites/all/pliki/import/image/podtynk/akcent/bezowy/gph-1az_01_d.jpg","27.33.13.0","8536 69 90"]
[68,"GPH-1AZ/24/d","Gniazdo bryzgoszczelne z uziemieniem IP-44 wieczko przezroczyste",21.49,1,"szt","PLN","23%","",10,null,null,null,null,"5907577414009",null,null,"AKCENT",null,null,"",null,10,null,"https://www.ospel.pl/sites/all/pliki/import/image/podtynk/akcent/brazowy/gph-1az_24_d.jpg","https://www.ospel.pl/sites/all/pliki/import/image/rysunki/akcent/gniazda_bryzgoszczelne.jpg",null,"16A/250~, IP-44, zaciski gwintowe","","",null,null,null,"BRĄZOWY",null,"0.0845 kg","85 mm","85 mm","26 mm",null,null,"2024-06-04",null,"","https://www.ospel.pl/sites/all/pliki/import/image/podtynk/akcent/brazowy/gph-1az_24_d.jpg","27.33.13.0","8536 69 90"]
[69,"GPK-1A/F/00","Gniazdo komputerowe pojedyncze, kat. 5e FOREX",48.97,1,"szt","PLN","23%","",10,null,null,null,null,"5907577431686",null,null,"AKCENT",null,null,"",null,10,null,"https://www.ospel.pl/sites/all/pliki/import/image/podtynk/akcent/bialy/gpk-1a_k_00.jpg","https://www.ospel.pl/sites/all/pliki/import/image/rysunki/akcent/gniazda_t_k.jpg",null,"Złącze IDC","","",null,null,null,"BIAŁY",null,"0.042 kg","82 mm","82 mm","21 mm",null,null,"2024-06-04",null,"","https://www.ospel.pl/sites/all/pliki/import/image/podtynk/akcent/bialy/gpk-1a_k_00.jpg","26.30.30.0","8517 18 00"]
[70,"GPK-1A/F/01","Gniazdo komputerowe pojedyncze, kat. 5e FOREX",48.97,1,"szt","PLN","23%","",10,null,null,null,null,"5907577431716",null,null,"AKCENT",null,null,"",null,10,null,"https://www.ospel.pl/sites/all/pliki/import/image/podtynk/akcent/bezowy/gpk-1a_01.jpg","https://www.ospel.pl/sites/all/pliki/import/image/rysunki/akcent/gniazda_t_k.jpg",null,"Złącze IDC","","",null,null,null,"BEŻOWY",null,"0.042 kg","82 mm","82 mm","21 mm",null,null,"2024-06-04",null,"","https://www.ospel.pl/sites/all/pliki/import/image/podtynk/akcent/bezowy/gpk-1a_01.jpg","26.30.30.0","8517 18 00"]
[71,"GPK-1A/F/24","Gniazdo komputerowe pojedyncze, kat. 5e FOREX",48.97,1,"szt","PLN","23%","",10,null,null,null,null,"5907577431693",null,null,"AKCENT",null,null,"",null,10,null,"https://www.ospel.pl/sites/all/pliki/import/image/podtynk/akcent/brazowy/gpk-1a_24.jpg","https://www.ospel.pl/sites/all/pliki/import/image/rysunki/akcent/gniazda_t_k.jpg",null,"Złącze IDC","","",null,null,null,"BRĄZOWY",null,"0.042 kg","82 mm","82 mm","21 mm",null,null,"2024-06-04",null,"","https://www.ospel.pl/sites/all/pliki/import/image/podtynk/akcent/brazowy/gpk-1a_24.jpg","26.30.30.0","8517 18 00"]
[72,"GPK-1A/K/00","Gniazdo komputerowe pojedyncze, kat. 5e MMC",53.83,1,"szt","PLN","23%","",10,null,null,null,null,"5907577410940",null,null,"AKCENT",null,null,"",null,10,null,"https://www.ospel.pl/sites/all/pliki/import/image/podtynk/akcent/bialy/gpk-1a_k_00.jpg","https://www.ospel.pl/sites/all/pliki/import/image/rysunki/akcent/gniazda_t_k.jpg",null,"Złącze IDC","","",null,null,null,"BIAŁY",null,"0.042 kg","82 mm","82 mm","21 mm",null,null,"2024-06-04",null,"","https://www.ospel.pl/sites/all/pliki/import/image/podtynk/akcent/bialy/gpk-1a_k_00.jpg","26.30.30.0","8517 18 00"]
[73,"GPK-1A/K/01","Gniazdo komputerowe pojedyncze, kat. 5e MMC",53.83,1,"szt","PLN","23%","",10,null,null,null,null,"5907577413545",null,null,"AKCENT",null,null,"",null,10,null,"https://www.ospel.pl/sites/all/pliki/import/image/podtynk/akcent/bezowy/gpk-1a_01.jpg","https://www.ospel.pl/sites/all/pliki/import/image/rysunki/akcent/gniazda_t_k.jpg",null,"Złącze IDC","","",null,null,null,"BEŻOWY",null,"0.042 kg","82 mm","82 mm","21 mm",null,null,"2024-06-04",null,"","https://www.ospel.pl/sites/all/pliki/import/image/podtynk/akcent/bezowy/gpk-1a_01.jpg","26.30.30.0","8517 18 00"]
[74,"GPK-1A/K/24","Gniazdo komputerowe pojedyncze, kat. 5e MMC",53.83,1,"szt","PLN","23%","",10,null,null,null,null,"5907577413910",null,null,"AKCENT",null,null,"",null,10,null,"https://www.ospel.pl/sites/all/pliki/import/image/podtynk/akcent/brazowy/gpk-1a_24.jpg","https://www.ospel.pl/sites/all/pliki/import/image/rysunki/akcent/gniazda_t_k.jpg",null,"Złącze IDC","","",null,null,null,"BRĄZOWY",null,"0.042 kg","82 mm","82 mm","21 mm",null,null,"2024-06-04",null,"","https://www.ospel.pl/sites/all/pliki/import/image/podtynk/akcent/brazowy/gpk-1a_24.jpg","26.30.30.0","8517 18 00"]
[75,"GPK-2A/F/00","Gniazdo komputerowe podwójne, kat. 5e FOREX",75.37,1,"szt","PLN","23%","",10,null,null,null,null,"5907577431723",null,null,"AKCENT",null,null,"",null,10,null,"https://www.ospel.pl/sites/all/pliki/import/image/podtynk/akcent/bialy/gpk-2a_k_00.jpg","https://www.ospel.pl/sites/all/pliki/import/image/rysunki/akcent/gniazda_t_k.jpg",null,"Złącze IDC","","",null,null,null,"BIAŁY",null,"0.0465 kg","82 mm","82 mm","21 mm",null,null,"2024-06-04",null,"","https://www.ospel.pl/sites/all/pliki/import/image/podtynk/akcent/bialy/gpk-2a_k_00.jpg","26.30.30.0","8517 18 00"]
[76,"GPK-2A/F/01","Gniazdo komputerowe podwójne, kat. 5e FOREX",75.37,1,"szt","PLN","23%","",10,null,null,null,null,"5907577431754",null,null,"AKCENT",null,null,"",null,10,null,"https://www.ospel.pl/sites/all/pliki/import/image/podtynk/akcent/bezowy/gpk-1a_01.jpg","https://www.ospel.pl/sites/all/pliki/import/image/rysunki/akcent/gniazda_t_k.jpg",null,"Złącze IDC","","",null,null,null,"BEŻOWY",null,"0.0465 kg","82 mm","82 mm","21 mm",null,null,"2024-06-04",null,"","https://www.ospel.pl/sites/all/pliki/import/image/podtynk/akcent/bezowy/gpk-1a_01.jpg","26.30.30.0","8517 18 00"]
[77,"GPK-2A/F/24","Gniazdo komputerowe podwójne, kat. 5e FOREX",75.37,1,"szt","PLN","23%","",10,null,null,null,null,"5907577431730",null,null,"AKCENT",null,null,"",null,10,null,"https://www.ospel.pl/sites/all/pliki/import/image/podtynk/akcent/brazowy/gpk-2a_24.jpg","https://www.ospel.pl/sites/all/pliki/import/image/rysunki/akcent/gniazda_t_k.jpg",null,"Złącze IDC","","",null,null,null,"BRĄZOWY",null,"0.0465 kg","82 mm","82 mm","21 mm",null,null,"2024-06-04",null,"","https://www.ospel.pl/sites/all/pliki/import/image/podtynk/akcent/brazowy/gpk-2a_24.jpg","26.30.30.0","8517 18 00"]
[78,"GPK-2A/K/00","Gniazdo komputerowe podwójne, kat. 5e MMC",87.4,1,"szt","PLN","23%","",10,null,null,null,null,"5907577410957",null,null,"AKCENT",null,null,"",null,10,null,"https://www.ospel.pl/sites/all/pliki/import/image/podtynk/akcent/bialy/gpk-2a_k_00.jpg","https://www.ospel.pl/sites/all/pliki/import/image/rysunki/akcent/gniazda_t_k.jpg",null,"Złącze IDC","","",null,null,null,"BIAŁY",null,"0.0465 kg","82 mm","82 mm","21 mm",null,null,"2024-06-04",null,"","https://www.ospel.pl/sites/all/pliki/import/image/podtynk/akcent/bialy/gpk-2a_k_00.jpg","26.30.30.0","8517 18 00"]
[79,"GPK-2A/K/01","Gniazdo komputerowe podwójne, kat. 5e MMC",87.4,1,"szt","PLN","23%","",10,null,null,null,null,"5907577413552",null,null,"AKCENT",null,null,"",null,10,null,"https://www.ospel.pl/sites/all/pliki/import/image/podtynk/akcent/bezowy/gpk-2a_01.jpg","https://www.ospel.pl/sites/all/pliki/import/image/rysunki/akcent/gniazda_t_k.jpg",null,"Złącze IDC","","",null,null,null,"BEŻOWY",null,"0.0465 kg","82 mm","82 mm","21 mm",null,null,"2024-06-04",null,"","https://www.ospel.pl/sites/all/pliki/import/image/podtynk/akcent/bezowy/gpk-2a_01.jpg","26.30.30.0","8517 18 00"]
[80,"GPK-2A/K/24","Gniazdo komputerowe podwójne, kat. 5e MMC",87.4,1,"szt","PLN","23%","",10,null,null,null,null,"5907577413927",null,null,"AKCENT",null,null,"",null,10,null,"https://www.ospel.pl/sites/all/pliki/import/image/podtynk/akcent/brazowy/gpk-2a_24.jpg","https://www.ospel.pl/sites/all/pliki/import/image/rysunki/akcent/gniazda_t_k.jpg",null,"Złącze IDC","","",null,null,null,"BRĄZOWY",null,"0.0465 kg","82 mm","82 mm","21 mm",null,null,"2024-06-04",null,"","https://www.ospel.pl/sites/all/pliki/import/image/podtynk/akcent/brazowy/gpk-2a_24.jpg","26.30.30.0","8517 18 00"]
[81,"GPKT-A/F/00","Gniazdo komputerowo-telefoniczne RJ 45 kat. 5e, (8-stykowe) + RJ 11 (4-stykowe)",71.66,1,"szt","PLN","23%","",10,null,null,null,null,"5907577431761",null,null,"AKCENT",null,null,"",null,10,null,"https://www.ospel.pl/sites/all/pliki/import/image/podtynk/akcent/bialy/gpkt-a_k_00.jpg","https://www.ospel.pl/sites/all/pliki/import/image/rysunki/akcent/gniazda_t_k.jpg",null,"Złącze IDC","","",null,null,null,"BIAŁY",null,"0.049 kg","82 mm","82 mm","21 mm",null,null,"2024-06-04",null,"","https://www.ospel.pl/sites/all/pliki/import/image/podtynk/akcent/bialy/gpkt-a_k_00.jpg","26.30.30.0","8517 18 00"]
[82,"GPKT-A/F/01","Gniazdo komputerowo-telefoniczne RJ 45 kat. 5e, (8-stykowe) + RJ 11 (4-stykowe)",71.66,1,"szt","PLN","23%","",10,null,null,null,null,"5907577431792",null,null,"AKCENT",null,null,"",null,10,null,"https://www.ospel.pl/sites/all/pliki/import/image/podtynk/akcent/bezowy/gpkt-a_01.jpg","https://www.ospel.pl/sites/all/pliki/import/image/rysunki/akcent/gniazda_t_k.jpg",null,"Złącze IDC","","",null,null,null,"BEŻOWY",null,"0.049 kg","82 mm","82 mm","21 mm",null,null,"2024-06-04",null,"","https://www.ospel.pl/sites/all/pliki/import/image/podtynk/akcent/bezowy/gpkt-a_01.jpg","26.30.30.0","8517 18 00"]
[83,"GPKT-A/F/24","Gniazdo komputerowo-telefoniczne RJ 45 kat. 5e, (8-stykowe) + RJ 11 (4-stykowe)",71.66,1,"szt","PLN","23%","",10,null,null,null,null,"5907577431778",null,null,"AKCENT",null,null,"",null,10,null,"https://www.ospel.pl/sites/all/pliki/import/image/podtynk/akcent/brazowy/gpkt-a_24.jpg","https://www.ospel.pl/sites/all/pliki/import/image/rysunki/akcent/gniazda_t_k.jpg",null,"Złącze IDC","","",null,null,null,"BRĄZOWY",null,"0.049 kg","82 mm","82 mm","21 mm",null,null,"2024-06-04",null,"","https://www.ospel.pl/sites/all/pliki/import/image/podtynk/akcent/brazowy/gpkt-a_24.jpg","26.30.30.0","8517 18 00"]
[84,"GPKT-A/K/00","Gniazdo komputerowo-telefoniczne RJ 45 kat. 5e, (8-stykowe) + RJ 11 (6-stykowe)",85.89,1,"szt","PLN","23%","",10,null,null,null,null,"5907577410964",null,null,"AKCENT",null,null,"",null,10,null,"https://www.ospel.pl/sites/all/pliki/import/image/podtynk/akcent/specjalne/gpkt-a_k_00.jpg","https://www.ospel.pl/sites/all/pliki/import/image/rysunki/akcent/gniazda_t_k.jpg",null,"Złącze IDC","","",null,null,null,"BIAŁY",null,"0.049 kg","82 mm","82 mm","21 mm",null,null,"2024-06-04",null,"","https://www.ospel.pl/sites/all/pliki/import/image/podtynk/akcent/specjalne/gpkt-a_k_00.jpg","26.30.30.0","8517 18 00"]
[85,"GPKT-A/K/01","Gniazdo komputerowo-telefoniczne RJ 45 kat. 5e, (8-stykowe) + RJ 11 (6-stykowe)",85.89,1,"szt","PLN","23%","",10,null,null,null,null,"5907577413569",null,null,"AKCENT",null,null,"",null,10,null,"https://www.ospel.pl/sites/all/pliki/import/image/podtynk/akcent/bezowy/gpkt-a_01.jpg","https://www.ospel.pl/sites/all/pliki/import/image/rysunki/akcent/gniazda_t_k.jpg",null,"Złącze IDC","","",null,null,null,"BEŻOWY",null,"0.049 kg","82 mm","82 mm","21 mm",null,null,"2024-06-04",null,"","https://www.ospel.pl/sites/all/pliki/import/image/podtynk/akcent/bezowy/gpkt-a_01.jpg","26.30.30.0","8517 18 00"]
[86,"GPKT-A/K/24","Gniazdo komputerowo-telefoniczne RJ 45 kat. 5e, (8-stykowe) + RJ 11 (6-stykowe)",85.89,1,"szt","PLN","23%","",10,null,null,null,null,"5907577413934",null,null,"AKCENT",null,null,"",null,10,null,"https://www.ospel.pl/sites/all/pliki/import/image/podtynk/akcent/brazowy/gpkt-a_24.jpg","https://www.ospel.pl/sites/all/pliki/import/image/rysunki/akcent/gniazda_t_k.jpg",null,"Złącze IDC","","",null,null,null,"BRĄZOWY",null,"0.049 kg","82 mm","82 mm","21 mm",null,null,"2024-06-04",null,"","https://www.ospel.pl/sites/all/pliki/import/image/podtynk/akcent/brazowy/gpkt-a_24.jpg","26.30.30.0","8517 18 00"]
[87,"GPT-1A/00","Gniazdo telefoniczne pojedyncze",19.91,1,"szt","PLN","23%","",10,null,null,null,null,"5907577410971",null,null,"AKCENT",null,null,"",null,10,null,"https://www.ospel.pl/sites/all/pliki/import/image/podtynk/akcent/bialy/gpt-1a_00.jpg","https://www.ospel.pl/sites/all/pliki/import/image/rysunki/akcent/gniazda_t_k.jpg",null,"Zaciski gwintowe","","",null,null,null,"BIAŁY",null,"0.0375 kg","82 mm","82 mm","21 mm",null,null,"2024-06-04",null,"","https://www.ospel.pl/sites/all/pliki/import/image/podtynk/akcent/bialy/gpt-1a_00.jpg","26.30.30.0","8517 18 00"]
[88,"GPT-1A/01","Gniazdo telefoniczne pojedyncze",19.91,1,"szt","PLN","23%","",10,null,null,null,null,"5907577413576",null,null,"AKCENT",null,null,"",null,10,null,"https://www.ospel.pl/sites/all/pliki/import/image/podtynk/akcent/bezowy/gpt-1a_01.jpg","https://www.ospel.pl/sites/all/pliki/import/image/rysunki/akcent/gniazda_t_k.jpg",null,"Zaciski gwintowe","","",null,null,null,"BEŻOWY",null,"0.0375 kg","82 mm","82 mm","21 mm",null,null,"2024-06-04",null,"","https://www.ospel.pl/sites/all/pliki/import/image/podtynk/akcent/bezowy/gpt-1a_01.jpg","26.30.30.0","8517 18 00"]
[89,"GPT-1A/24","Gniazdo telefoniczne pojedyncze",19.91,1,"szt","PLN","23%","",10,null,null,null,null,"5907577413941",null,null,"AKCENT",null,null,"",null,10,null,"https://www.ospel.pl/sites/all/pliki/import/image/podtynk/akcent/brazowy/gpt-1a_24.jpg","https://www.ospel.pl/sites/all/pliki/import/image/rysunki/akcent/gniazda_t_k.jpg",null,"Zaciski gwintowe","","",null,null,null,"BRĄZOWY",null,"0.0375 kg","82 mm","82 mm","21 mm",null,null,"2024-06-04",null,"","https://www.ospel.pl/sites/all/pliki/import/image/podtynk/akcent/brazowy/gpt-1a_24.jpg","26.30.30.0","8517 18 00"]
[90,"GPT-2AN/00","Gniazdo telefoniczne podwójne niezależne",35.31,1,"szt","PLN","23%","",10,null,null,null,null,"5907577410988",null,null,"AKCENT",null,null,"",null,10,null,"https://www.ospel.pl/sites/all/pliki/import/image/podtynk/akcent/bialy/gpt-2an_00.jpg","https://www.ospel.pl/sites/all/pliki/import/image/rysunki/akcent/gniazda_t_k.jpg",null,"Zaciski gwintowe","","",null,null,null,"BIAŁY",null,"0.041 kg","82 mm","82 mm","21 mm",null,null,"2024-06-04",null,"","https://www.ospel.pl/sites/all/pliki/import/image/podtynk/akcent/bialy/gpt-2an_00.jpg","26.30.30.0","8517 18 00"]
[91,"GPT-2AN/01","Gniazdo telefoniczne podwójne niezależne",35.31,1,"szt","PLN","23%","",10,null,null,null,null,"5907577413583",null,null,"AKCENT",null,null,"",null,10,null,"https://www.ospel.pl/sites/all/pliki/import/image/podtynk/akcent/bezowy/gpt-2an_01.jpg","https://www.ospel.pl/sites/all/pliki/import/image/rysunki/akcent/gniazda_t_k.jpg",null,"Zaciski gwintowe","","",null,null,null,"BEŻOWY",null,"0.041 kg","82 mm","82 mm","21 mm",null,null,"2024-06-04",null,"","https://www.ospel.pl/sites/all/pliki/import/image/podtynk/akcent/bezowy/gpt-2an_01.jpg","26.30.30.0","8517 18 00"]
[92,"GPT-2AN/24","Gniazdo telefoniczne podwójne niezależne",35.31,1,"szt","PLN","23%","",10,null,null,null,null,"5907577413958",null,null,"AKCENT",null,null,"",null,10,null,"https://www.ospel.pl/sites/all/pliki/import/image/podtynk/akcent/brazowy/gpt-2an_24.jpg","https://www.ospel.pl/sites/all/pliki/import/image/rysunki/akcent/gniazda_t_k.jpg",null,"Zaciski gwintowe","","",null,null,null,"BRĄZOWY",null,"0.041 kg","82 mm","82 mm","21 mm",null,null,"2024-06-04",null,"","https://www.ospel.pl/sites/all/pliki/import/image/podtynk/akcent/brazowy/gpt-2an_24.jpg","26.30.30.0","8517 18 00"]
[93,"GPT-2AR/00","Gniazdo telefoniczne podwójne równoległe",35.31,1,"szt","PLN","23%","",10,null,null,null,null,"5907577410995",null,null,"AKCENT",null,null,"",null,10,null,"https://www.ospel.pl/sites/all/pliki/import/image/podtynk/akcent/bialy/gpt-2an_00.jpg","https://www.ospel.pl/sites/all/pliki/import/image/rysunki/akcent/gniazda_t_k.jpg",null,"Zaciski gwintowe","","",null,null,null,"BIAŁY",null,"0.039 kg","82 mm","82 mm","21 mm",null,null,"2024-06-04",null,"","https://www.ospel.pl/sites/all/pliki/import/image/podtynk/akcent/bialy/gpt-2an_00.jpg","26.30.30.0","8517 18 00"]
[94,"GPT-2AR/01","Gniazdo telefoniczne podwójne równoległe",35.31,1,"szt","PLN","23%","",10,null,null,null,null,"5907577413590",null,null,"AKCENT",null,null,"",null,10,null,"https://www.ospel.pl/sites/all/pliki/import/image/podtynk/akcent/bezowy/gpt-2an_01.jpg","https://www.ospel.pl/sites/all/pliki/import/image/rysunki/akcent/gniazda_t_k.jpg",null,"Zaciski gwintowe","","",null,null,null,"BEŻOWY",null,"0.039 kg","82 mm","82 mm","21 mm",null,null,"2024-06-04",null,"","https://www.ospel.pl/sites/all/pliki/import/image/podtynk/akcent/bezowy/gpt-2an_01.jpg","26.30.30.0","8517 18 00"]
[95,"GPT-2AR/24","Gniazdo telefoniczne podwójne równoległe",35.31,1,"szt","PLN","23%","",10,null,null,null,null,"5907577413965",null,null,"AKCENT",null,null,"",null,10,null,"https://www.ospel.pl/sites/all/pliki/import/image/podtynk/akcent/brazowy/gpt-2an_24.jpg","https://www.ospel.pl/sites/all/pliki/import/image/rysunki/akcent/gniazda_t_k.jpg",null,"Zaciski gwintowe","","",null,null,null,"BRĄZOWY",null,"0.039 kg","82 mm","82 mm","21 mm",null,null,"2024-06-04",null,"","https://www.ospel.pl/sites/all/pliki/import/image/podtynk/akcent/brazowy/gpt-2an_24.jpg","26.30.30.0","8517 18 00"]
[96,"ŁP-10A/00","Łącznik podwójny schodowy",28.34,1,"szt","PLN","23%","",10,null,null,null,null,"5907577426422",null,null,"AKCENT",null,null,"",null,10,null,"https://www.ospel.pl/sites/all/pliki/import/image/podtynk/akcent/bialy/lp-2a_00.jpg","https://www.ospel.pl/sites/all/pliki/import/image/rysunki/akcent/laczniki_6.jpg",null,"10AX/250~, IP-20 zaciski gwintowe","","",null,null,null,"BIAŁY",null,"0.065 kg","82 mm","82 mm","23 mm",null,null,"2024-06-04",null,"https://www.ospel.pl/sites/all/pliki/import/image/schematy/lacznik_podwojny_schodowy.jpg","https://www.ospel.pl/sites/all/pliki/import/image/podtynk/akcent/bialy/lp-2a_00.jpg","27.33.11.0","8536 50 07"]
[97,"ŁP-10A/01","Łącznik podwójny schodowy",28.34,1,"szt","PLN","23%","",10,null,null,null,null,"5907577426446",null,null,"AKCENT",null,null,"",null,10,null,"https://www.ospel.pl/sites/all/pliki/import/image/podtynk/akcent/bezowy/lp-2a_01.jpg","https://www.ospel.pl/sites/all/pliki/import/image/rysunki/akcent/laczniki_6.jpg",null,"10AX/250~, IP-20 zaciski gwintowe","","",null,null,null,"BEŻOWY",null,"0.065 kg","82 mm","82 mm","23 mm",null,null,"2024-06-04",null,"https://www.ospel.pl/sites/all/pliki/import/image/schematy/lacznik_podwojny_schodowy.jpg","https://www.ospel.pl/sites/all/pliki/import/image/podtynk/akcent/bezowy/lp-2a_01.jpg","27.33.11.0","8536 50 07"]
[98,"ŁP-10A/24","Łącznik podwójny schodowy",28.34,1,"szt","PLN","23%","",10,null,null,null,null,"5907577426439",null,null,"AKCENT",null,null,"",null,10,null,"https://www.ospel.pl/sites/all/pliki/import/image/podtynk/akcent/brazowy/lp-2a_24.jpg","https://www.ospel.pl/sites/all/pliki/import/image/rysunki/akcent/laczniki_6.jpg",null,"10AX/250~, IP-20 zaciski gwintowe","","",null,null,null,"BRĄZOWY",null,"0.065 kg","82 mm","82 mm","23 mm",null,null,"2024-06-04",null,"https://www.ospel.pl/sites/all/pliki/import/image/schematy/lacznik_podwojny_schodowy.jpg","https://www.ospel.pl/sites/all/pliki/import/image/podtynk/akcent/brazowy/lp-2a_24.jpg","27.33.11.0","8536 50 07"]
[99,"ŁP-10AS/00","Łącznik podwójny schodowy z podświetleniem pomarańczowym",33.380000000000003,1,"szt","PLN","23%","",10,null,null,null,null,"5907577426460",null,null,"AKCENT",null,null,"",null,10,null,"https://www.ospel.pl/sites/all/pliki/import/image/podtynk/akcent/bialy/lp-9as_00.jpg","https://www.ospel.pl/sites/all/pliki/import/image/rysunki/akcent/laczniki_6.jpg",null,"10AX/250~, IP-20 zaciski gwintowe","","",null,null,null,"BIAŁY",null,"0.066 kg","82 mm","82 mm","23 mm",null,null,"2024-06-04",null,"https://www.ospel.pl/sites/all/pliki/import/image/schematy/lacznik_podwojny_schodowy.jpg","https://www.ospel.pl/sites/all/pliki/import/image/podtynk/akcent/bialy/lp-9as_00.jpg","27.33.11.0","8536 50 07"]
[100,"ŁP-10AS/01","Łącznik podwójny schodowy z podświetleniem pomarańczowym",33.380000000000003,1,"szt","PLN","23%","",10,null,null,null,null,"5907577426484",null,null,"AKCENT",null,null,"",null,10,null,"https://www.ospel.pl/sites/all/pliki/import/image/podtynk/akcent/bezowy/lp-2a_01.jpg","https://www.ospel.pl/sites/all/pliki/import/image/rysunki/akcent/laczniki_6.jpg",null,"10AX/250~, IP-20 zaciski gwintowe","","",null,null,null,"BEŻOWY",null,"0.066 kg","82 mm","82 mm","23 mm",null,null,"2024-06-04",null,"https://www.ospel.pl/sites/all/pliki/import/image/schematy/lacznik_podwojny_schodowy.jpg","https://www.ospel.pl/sites/all/pliki/import/image/podtynk/akcent/bezowy/lp-2a_01.jpg","27.33.11.0","8536 50 07"]
[101,"ŁP-10AS/24","Łącznik podwójny schodowy z podświetleniem pomarańczowym",33.380000000000003,1,"szt","PLN","23%","",10,null,null,null,null,"5907577426477",null,null,"AKCENT",null,null,"",null,10,null,"https://www.ospel.pl/sites/all/pliki/import/image/podtynk/akcent/brazowy/lp-2a_24.jpg","https://www.ospel.pl/sites/all/pliki/import/image/rysunki/akcent/laczniki_6.jpg",null,"10AX/250~, IP-20 zaciski gwintowe","","",null,null,null,"BRĄZOWY",null,"0.066 kg","82 mm","82 mm","23 mm",null,null,"2024-06-04",null,"https://www.ospel.pl/sites/all/pliki/import/image/schematy/lacznik_podwojny_schodowy.jpg","https://www.ospel.pl/sites/all/pliki/import/image/podtynk/akcent/brazowy/lp-2a_24.jpg","27.33.11.0","8536 50 07"]
[102,"ŁP-1A/00","Łącznik jednobiegunowy",12.76,1,"szt","PLN","23%","",10,null,null,null,null,"5907577410698",null,null,"AKCENT",null,null,"",null,10,null,"https://www.ospel.pl/sites/all/pliki/import/image/podtynk/akcent/bialy/lp-1a_00.jpg","https://www.ospel.pl/sites/all/pliki/import/image/rysunki/akcent/laczniki.jpg",null,"10AX/250~, IP-20 zaciski gwintowe","","",null,null,null,"BIAŁY",null,"0.0525 kg","82 mm","82 mm","23 mm",null,null,"2024-06-04",null,"https://www.ospel.pl/sites/all/pliki/import/image/schematy/lacznik_jednobiegunowy.jpg","https://www.ospel.pl/sites/all/pliki/import/image/podtynk/akcent/bialy/lp-1a_00.jpg","27.33.11.0","8536 50 07"]
[103,"ŁP-1A/01","Łącznik jednobiegunowy",12.76,1,"szt","PLN","23%","",10,null,null,null,null,"5907577413323",null,null,"AKCENT",null,null,"",null,10,null,"https://www.ospel.pl/sites/all/pliki/import/image/podtynk/akcent/bezowy/lp-1a_01.jpg","https://www.ospel.pl/sites/all/pliki/import/image/rysunki/akcent/laczniki.jpg",null,"10AX/250~, IP-20 zaciski gwintowe","","",null,null,null,"BEŻOWY",null,"0.0525 kg","82 mm","82 mm","23 mm",null,null,"2024-06-04",null,"https://www.ospel.pl/sites/all/pliki/import/image/schematy/lacznik_jednobiegunowy.jpg","https://www.ospel.pl/sites/all/pliki/import/image/podtynk/akcent/bezowy/lp-1a_01.jpg","27.33.11.0","8536 50 07"]
[104,"ŁP-1A/24","Łącznik jednobiegunowy",12.76,1,"szt","PLN","23%","",10,null,null,null,null,"5907577413682",null,null,"AKCENT",null,null,"",null,10,null,"https://www.ospel.pl/sites/all/pliki/import/image/podtynk/akcent/brazowy/lp-1a_24.jpg","https://www.ospel.pl/sites/all/pliki/import/image/rysunki/akcent/laczniki.jpg",null,"10AX/250~, IP-20 zaciski gwintowe","","",null,null,null,"BRĄZOWY",null,"0.0525 kg","82 mm","82 mm","23 mm",null,null,"2024-06-04",null,"https://www.ospel.pl/sites/all/pliki/import/image/schematy/lacznik_jednobiegunowy.jpg","https://www.ospel.pl/sites/all/pliki/import/image/podtynk/akcent/brazowy/lp-1a_24.jpg","27.33.11.0","8536 50 07"]
[105,"ŁP-1AS/00","Łącznik jednobiegunowy z podświetleniem pomarańczowym",18.77,1,"szt","PLN","23%","",10,null,null,null,null,"5907577410759",null,null,"AKCENT",null,null,"",null,10,null,"https://www.ospel.pl/sites/all/pliki/import/image/podtynk/akcent/bialy/lp-1as_00.jpg","https://www.ospel.pl/sites/all/pliki/import/image/rysunki/akcent/laczniki.jpg",null,"10AX/250~, IP-20 zaciski gwintowe","","",null,null,null,"BIAŁY",null,"0.0535 kg","82 mm","82 mm","23 mm",null,null,"2024-06-04",null,"","https://www.ospel.pl/sites/all/pliki/import/image/podtynk/akcent/bialy/lp-1as_00.jpg","27.33.11.0","8536 50 07"]
[106,"ŁP-1AS/01","Łącznik jednobiegunowy z podświetleniem pomarańczowym",18.77,1,"szt","PLN","23%","",10,null,null,null,null,"5907577413385",null,null,"AKCENT",null,null,"",null,10,null,"https://www.ospel.pl/sites/all/pliki/import/image/podtynk/akcent/bezowy/lp-1as_01.jpg","https://www.ospel.pl/sites/all/pliki/import/image/rysunki/akcent/laczniki.jpg",null,"10AX/250~, IP-20 zaciski gwintowe","","",null,null,null,"BEŻOWY",null,"0.0535 kg","82 mm","82 mm","23 mm",null,null,"2024-06-04",null,"","https://www.ospel.pl/sites/all/pliki/import/image/podtynk/akcent/bezowy/lp-1as_01.jpg","27.33.11.0","8536 50 07"]
[107,"ŁP-1AS/24","Łącznik jednobiegunowy z podświetleniem pomarańczowym",18.77,1,"szt","PLN","23%","",10,null,null,null,null,"5907577413743",null,null,"AKCENT",null,null,"",null,10,null,"https://www.ospel.pl/sites/all/pliki/import/image/podtynk/akcent/brazowy/lp-1as_24.jpg","https://www.ospel.pl/sites/all/pliki/import/image/rysunki/akcent/laczniki.jpg",null,"10AX/250~, IP-20 zaciski gwintowe","","",null,null,null,"BRĄZOWY",null,"0.0535 kg","82 mm","82 mm","23 mm",null,null,"2024-06-04",null,"","https://www.ospel.pl/sites/all/pliki/import/image/podtynk/akcent/brazowy/lp-1as_24.jpg","27.33.11.0","8536 50 07"]
[108,"ŁP-2A/00","Łącznik dwugrupowy świecznikowy",15.45,1,"szt","PLN","23%","",10,null,null,null,null,"5907577410704",null,null,"AKCENT",null,null,"",null,10,null,"https://www.ospel.pl/sites/all/pliki/import/image/podtynk/akcent/bialy/lp-2a_00.jpg","https://www.ospel.pl/sites/all/pliki/import/image/rysunki/akcent/laczniki_6.jpg",null,"10AX/250~, IP-20 zaciski gwintowe","","",null,null,null,"BIAŁY",null,"0.055 kg","82 mm","82 mm","23 mm",null,null,"2024-06-04",null,"https://www.ospel.pl/sites/all/pliki/import/image/schematy/lacznik_swiecznikowy.jpg","https://www.ospel.pl/sites/all/pliki/import/image/podtynk/akcent/bialy/lp-2a_00.jpg","27.33.11.0","8536 50 07"]
[109,"ŁP-2A/01","Łącznik dwugrupowy świecznikowy",15.45,1,"szt","PLN","23%","",10,null,null,null,null,"5907577413330",null,null,"AKCENT",null,null,"",null,10,null,"https://www.ospel.pl/sites/all/pliki/import/image/podtynk/akcent/bezowy/lp-2a_01.jpg","https://www.ospel.pl/sites/all/pliki/import/image/rysunki/akcent/laczniki_6.jpg",null,"10AX/250~, IP-20 zaciski gwintowe","","",null,null,null,"BEŻOWY",null,"0.055 kg","82 mm","82 mm","23 mm",null,null,"2024-06-04",null,"https://www.ospel.pl/sites/all/pliki/import/image/schematy/lacznik_swiecznikowy.jpg","https://www.ospel.pl/sites/all/pliki/import/image/podtynk/akcent/bezowy/lp-2a_01.jpg","27.33.11.0","8536 50 07"]
[110,"ŁP-2A/24","Łącznik dwugrupowy świecznikowy",15.45,1,"szt","PLN","23%","",10,null,null,null,null,"5907577413699",null,null,"AKCENT",null,null,"",null,10,null,"https://www.ospel.pl/sites/all/pliki/import/image/podtynk/akcent/brazowy/lp-2a_24.jpg","https://www.ospel.pl/sites/all/pliki/import/image/rysunki/akcent/laczniki_6.jpg",null,"10AX/250~, IP-20 zaciski gwintowe","","",null,null,null,"BRĄZOWY",null,"0.055 kg","82 mm","82 mm","23 mm",null,null,"2024-06-04",null,"https://www.ospel.pl/sites/all/pliki/import/image/schematy/lacznik_swiecznikowy.jpg","https://www.ospel.pl/sites/all/pliki/import/image/podtynk/akcent/brazowy/lp-2a_24.jpg","27.33.11.0","8536 50 07"]
[111,"ŁP-2AS/00","Łącznik dwugrupowy świecznikowy z podświetleniem pomarańczowym",21.23,1,"szt","PLN","23%","",10,null,null,null,null,"5907577410766",null,null,"AKCENT",null,null,"",null,10,null,"https://www.ospel.pl/sites/all/pliki/import/image/podtynk/akcent/bialy/lp-2as_00.jpg","https://www.ospel.pl/sites/all/pliki/import/image/rysunki/akcent/laczniki_6.jpg",null,"10AX/250~, IP-20 zaciski gwintowe","","",null,null,null,"BIAŁY",null,"0.056 kg","82 mm","82 mm","23 mm",null,null,"2024-06-04",null,"https://www.ospel.pl/sites/all/pliki/import/image/schematy/lacznik_swiecznikowy_podswietlenie.jpg","https://www.ospel.pl/sites/all/pliki/import/image/podtynk/akcent/bialy/lp-2as_00.jpg","27.33.11.0","8536 50 07"]
[112,"ŁP-2AS/01","Łącznik dwugrupowy świecznikowy z podświetleniem pomarańczowym",21.23,1,"szt","PLN","23%","",10,null,null,null,null,"5907577413392",null,null,"AKCENT",null,null,"",null,10,null,"https://www.ospel.pl/sites/all/pliki/import/image/podtynk/akcent/bezowy/lp-2as_01.jpg","https://www.ospel.pl/sites/all/pliki/import/image/rysunki/akcent/laczniki_6.jpg",null,"10AX/250~, IP-20 zaciski gwintowe","","",null,null,null,"BEŻOWY",null,"0.056 kg","82 mm","82 mm","23 mm",null,null,"2024-06-04",null,"https://www.ospel.pl/sites/all/pliki/import/image/schematy/lacznik_swiecznikowy_podswietlenie.jpg","https://www.ospel.pl/sites/all/pliki/import/image/podtynk/akcent/bezowy/lp-2as_01.jpg","27.33.11.0","8536 50 07"]
[113,"ŁP-2AS/24","Łącznik dwugrupowy świecznikowy z podświetleniem pomarańczowym",21.23,1,"szt","PLN","23%","",10,null,null,null,null,"5907577413750",null,null,"AKCENT",null,null,"",null,10,null,"https://www.ospel.pl/sites/all/pliki/import/image/podtynk/akcent/brazowy/lp-2as_24.jpg","https://www.ospel.pl/sites/all/pliki/import/image/rysunki/akcent/laczniki_6.jpg",null,"10AX/250~, IP-20 zaciski gwintowe","","",null,null,null,"BRĄZOWY",null,"0.056 kg","82 mm","82 mm","23 mm",null,null,"2024-06-04",null,"https://www.ospel.pl/sites/all/pliki/import/image/schematy/lacznik_swiecznikowy_podswietlenie.jpg","https://www.ospel.pl/sites/all/pliki/import/image/podtynk/akcent/brazowy/lp-2as_24.jpg","27.33.11.0","8536 50 07"]
[114,"ŁP-3A/00","Łącznik schodowy",15.84,1,"szt","PLN","23%","",10,null,null,null,null,"5907577410711",null,null,"AKCENT",null,null,"",null,10,null,"https://www.ospel.pl/sites/all/pliki/import/image/podtynk/akcent/bialy/lp-3a_00.jpg","https://www.ospel.pl/sites/all/pliki/import/image/rysunki/akcent/laczniki.jpg",null,"10AX/250~, IP-20 zaciski gwintowe","","",null,null,null,"BIAŁY",null,"0.0545 kg","82 mm","82 mm","23 mm",null,null,"2024-06-04",null,"https://www.ospel.pl/sites/all/pliki/import/image/schematy/laczniki_schodowe_wspolpraca.jpg","https://www.ospel.pl/sites/all/pliki/import/image/podtynk/akcent/bialy/lp-3a_00.jpg","27.33.11.0","8536 50 07"]
[115,"ŁP-3A/01","Łącznik schodowy",15.84,1,"szt","PLN","23%","",10,null,null,null,null,"5907577413347",null,null,"AKCENT",null,null,"",null,10,null,"https://www.ospel.pl/sites/all/pliki/import/image/podtynk/akcent/bezowy/lp-3a_01.jpg","https://www.ospel.pl/sites/all/pliki/import/image/rysunki/akcent/laczniki.jpg",null,"10AX/250~, IP-20 zaciski gwintowe","","",null,null,null,"BEŻOWY",null,"0.0545 kg","82 mm","82 mm","23 mm",null,null,"2024-06-04",null,"https://www.ospel.pl/sites/all/pliki/import/image/schematy/laczniki_schodowe_wspolpraca.jpg","https://www.ospel.pl/sites/all/pliki/import/image/podtynk/akcent/bezowy/lp-3a_01.jpg","27.33.11.0","8536 50 07"]
[116,"ŁP-3A/24","Łącznik schodowy",15.84,1,"szt","PLN","23%","",10,null,null,null,null,"5907577413705",null,null,"AKCENT",null,null,"",null,10,null,"https://www.ospel.pl/sites/all/pliki/import/image/podtynk/akcent/brazowy/lp-1a_24.jpg","https://www.ospel.pl/sites/all/pliki/import/image/rysunki/akcent/laczniki.jpg",null,"10AX/250~, IP-20 zaciski gwintowe","","",null,null,null,"BRĄZOWY",null,"0.0545 kg","82 mm","82 mm","23 mm",null,null,"2024-06-04",null,"https://www.ospel.pl/sites/all/pliki/import/image/schematy/laczniki_schodowe_wspolpraca.jpg","https://www.ospel.pl/sites/all/pliki/import/image/podtynk/akcent/brazowy/lp-1a_24.jpg","27.33.11.0","8536 50 07"]
[117,"ŁP-3AS/00","Łącznik schodowy z podświetleniem pomarańczowym",21.35,1,"szt","PLN","23%","",10,null,null,null,null,"5907577410773",null,null,"AKCENT",null,null,"",null,10,null,"https://www.ospel.pl/sites/all/pliki/import/image/podtynk/akcent/bialy/lp-3as_00.jpg","https://www.ospel.pl/sites/all/pliki/import/image/rysunki/akcent/laczniki.jpg",null,"10AX/250~, IP-20 zaciski gwintowe","","",null,null,null,"BIAŁY",null,"0.055 kg","82 mm","82 mm","23 mm",null,null,"2024-06-04",null,"https://www.ospel.pl/sites/all/pliki/import/image/schematy/laczniki_schodowe_wspolpraca.jpg","https://www.ospel.pl/sites/all/pliki/import/image/podtynk/akcent/bialy/lp-3as_00.jpg","27.33.11.0","8536 50 07"]
[118,"ŁP-3AS/01","Łącznik schodowy z podświetleniem pomarańczowym",21.35,1,"szt","PLN","23%","",10,null,null,null,null,"5907577413408",null,null,"AKCENT",null,null,"",null,10,null,"https://www.ospel.pl/sites/all/pliki/import/image/podtynk/akcent/bezowy/lp-3as_01.jpg","https://www.ospel.pl/sites/all/pliki/import/image/rysunki/akcent/laczniki.jpg",null,"10AX/250~, IP-20 zaciski gwintowe","","",null,null,null,"BEŻOWY",null,"0.055 kg","82 mm","82 mm","23 mm",null,null,"2024-06-04",null,"https://www.ospel.pl/sites/all/pliki/import/image/schematy/laczniki_schodowe_wspolpraca.jpg","https://www.ospel.pl/sites/all/pliki/import/image/podtynk/akcent/bezowy/lp-3as_01.jpg","27.33.11.0","8536 50 07"]
[119,"ŁP-3AS/24","Łącznik schodowy z podświetleniem pomarańczowym",21.35,1,"szt","PLN","23%","",10,null,null,null,null,"5907577413767",null,null,"AKCENT",null,null,"",null,10,null,"https://www.ospel.pl/sites/all/pliki/import/image/podtynk/akcent/brazowy/lp-1as_24.jpg","https://www.ospel.pl/sites/all/pliki/import/image/rysunki/akcent/laczniki.jpg",null,"10AX/250~, IP-20 zaciski gwintowe","","",null,null,null,"BRĄZOWY",null,"0.055 kg","82 mm","82 mm","23 mm",null,null,"2024-06-04",null,"https://www.ospel.pl/sites/all/pliki/import/image/schematy/laczniki_schodowe_wspolpraca.jpg","https://www.ospel.pl/sites/all/pliki/import/image/podtynk/akcent/brazowy/lp-1as_24.jpg","27.33.11.0","8536 50 07"]
[120,"ŁP-4A/00","Łącznik krzyżowy",23.08,1,"szt","PLN","23%","",10,null,null,null,null,"5907577410728",null,null,"AKCENT",null,null,"",null,10,null,"https://www.ospel.pl/sites/all/pliki/import/image/podtynk/akcent/bialy/lp-4a_00.jpg","https://www.ospel.pl/sites/all/pliki/import/image/rysunki/akcent/laczniki.jpg",null,"10AX/250~, IP-20 zaciski gwintowe","","",null,null,null,"BIAŁY",null,"0.0585 kg","82 mm","82 mm","23 mm",null,null,"2024-06-04",null,"https://www.ospel.pl/sites/all/pliki/import/image/schematy/lacznik_krzyzowy_wspolpraca.jpg","https://www.ospel.pl/sites/all/pliki/import/image/podtynk/akcent/bialy/lp-4a_00.jpg","27.33.11.0","8536 50 07"]
[121,"ŁP-4A/01","Łącznik krzyżowy",23.08,1,"szt","PLN","23%","",10,null,null,null,null,"5907577413354",null,null,"AKCENT",null,null,"",null,10,null,"https://www.ospel.pl/sites/all/pliki/import/image/podtynk/akcent/bezowy/lp-4a_01.jpg","https://www.ospel.pl/sites/all/pliki/import/image/rysunki/akcent/laczniki.jpg",null,"10AX/250~, IP-20 zaciski gwintowe","","",null,null,null,"BEŻOWY",null,"0.0585 kg","82 mm","82 mm","23 mm",null,null,"2024-06-04",null,"https://www.ospel.pl/sites/all/pliki/import/image/schematy/lacznik_krzyzowy_wspolpraca.jpg","https://www.ospel.pl/sites/all/pliki/import/image/podtynk/akcent/bezowy/lp-4a_01.jpg","27.33.11.0","8536 50 07"]
[122,"ŁP-4A/24","Łącznik krzyżowy",23.08,1,"szt","PLN","23%","",10,null,null,null,null,"5907577413712",null,null,"AKCENT",null,null,"",null,10,null,"https://www.ospel.pl/sites/all/pliki/import/image/podtynk/akcent/brazowy/lp-1a_24.jpg","https://www.ospel.pl/sites/all/pliki/import/image/rysunki/akcent/laczniki.jpg",null,"10AX/250~, IP-20 zaciski gwintowe","","",null,null,null,"BRĄZOWY",null,"0.0585 kg","82 mm","82 mm","23 mm",null,null,"2024-06-04",null,"https://www.ospel.pl/sites/all/pliki/import/image/schematy/lacznik_krzyzowy_wspolpraca.jpg","https://www.ospel.pl/sites/all/pliki/import/image/podtynk/akcent/brazowy/lp-1a_24.jpg","27.33.11.0","8536 50 07"]
[123,"ŁP-4AS/00","Łącznik krzyżowy z podświetleniem pomarańczowym",27.86,1,"szt","PLN","23%","",10,null,null,null,null,"5907577410780",null,null,"AKCENT",null,null,"",null,10,null,"https://www.ospel.pl/sites/all/pliki/import/image/podtynk/akcent/bialy/lp-4as_00.jpg","https://www.ospel.pl/sites/all/pliki/import/image/rysunki/akcent/laczniki.jpg",null,"10AX/250~, IP-20 zaciski gwintowe","","",null,null,null,"BIAŁY",null,"0.0595 kg","82 mm","82 mm","23 mm",null,null,"2024-06-04",null,"https://www.ospel.pl/sites/all/pliki/import/image/schematy/lacznik_krzyzowy_wspolpraca.jpg","https://www.ospel.pl/sites/all/pliki/import/image/podtynk/akcent/bialy/lp-4as_00.jpg","27.33.11.0","8536 50 07"]
[124,"ŁP-4AS/01","Łącznik krzyżowy z podświetleniem pomarańczowym",27.86,1,"szt","PLN","23%","",10,null,null,null,null,"5907577413415",null,null,"AKCENT",null,null,"",null,10,null,"https://www.ospel.pl/sites/all/pliki/import/image/podtynk/akcent/bezowy/lp-4as_01.jpg","https://www.ospel.pl/sites/all/pliki/import/image/rysunki/akcent/laczniki.jpg",null,"10AX/250~, IP-20 zaciski gwintowe","","",null,null,null,"BEŻOWY",null,"0.0595 kg","82 mm","82 mm","23 mm",null,null,"2024-06-04",null,"https://www.ospel.pl/sites/all/pliki/import/image/schematy/lacznik_krzyzowy_wspolpraca.jpg","https://www.ospel.pl/sites/all/pliki/import/image/podtynk/akcent/bezowy/lp-4as_01.jpg","27.33.11.0","8536 50 07"]
[125,"ŁP-4AS/24","Łącznik krzyżowy z podświetleniem pomarańczowym",27.86,1,"szt","PLN","23%","",10,null,null,null,null,"5907577413774",null,null,"AKCENT",null,null,"",null,10,null,"https://www.ospel.pl/sites/all/pliki/import/image/podtynk/akcent/brazowy/lp-1as_24.jpg","https://www.ospel.pl/sites/all/pliki/import/image/rysunki/akcent/laczniki.jpg",null,"10AX/250~, IP-20 zaciski gwintowe","","",null,null,null,"BRĄZOWY",null,"0.0595 kg","82 mm","82 mm","23 mm",null,null,"2024-06-04",null,"https://www.ospel.pl/sites/all/pliki/import/image/schematy/lacznik_krzyzowy_wspolpraca.jpg","https://www.ospel.pl/sites/all/pliki/import/image/podtynk/akcent/brazowy/lp-1as_24.jpg","27.33.11.0","8536 50 07"]
[126,"ŁP-5A/00","Łącznik zwierny \"światło\"",15.59,1,"szt","PLN","23%","",10,null,null,null,null,"5907577410735",null,null,"AKCENT",null,null,"",null,10,null,"https://www.ospel.pl/sites/all/pliki/import/image/podtynk/akcent/bialy/lp-5a_00.jpg","https://www.ospel.pl/sites/all/pliki/import/image/rysunki/akcent/laczniki.jpg",null,"10AX/250~, IP-20 zaciski gwintowe","","",null,null,null,"BIAŁY",null,"0.0525 kg","82 mm","82 mm","23 mm",null,null,"2024-06-04",null,"https://www.ospel.pl/sites/all/pliki/import/image/schematy/lacznik_zwierny_swiatlo.jpg","https://www.ospel.pl/sites/all/pliki/import/image/podtynk/akcent/bialy/lp-5a_00.jpg","27.33.11.0","8536 50 07"]
[127,"ŁP-5A/01","Łącznik zwierny \"światło\"",15.59,1,"szt","PLN","23%","",10,null,null,null,null,"5907577413361",null,null,"AKCENT",null,null,"",null,10,null,"https://www.ospel.pl/sites/all/pliki/import/image/podtynk/akcent/bezowy/lp-5a_01.jpg","https://www.ospel.pl/sites/all/pliki/import/image/rysunki/akcent/laczniki.jpg",null,"10AX/250~, IP-20 zaciski gwintowe","","",null,null,null,"BEŻOWY",null,"0.0525 kg","82 mm","82 mm","23 mm",null,null,"2024-06-04",null,"https://www.ospel.pl/sites/all/pliki/import/image/schematy/lacznik_zwierny_swiatlo.jpg","https://www.ospel.pl/sites/all/pliki/import/image/podtynk/akcent/bezowy/lp-5a_01.jpg","27.33.11.0","8536 50 07"]
[128,"ŁP-5A/24","Łącznik zwierny \"światło\"",15.59,1,"szt","PLN","23%","",10,null,null,null,null,"5907577413729",null,null,"AKCENT",null,null,"",null,10,null,"https://www.ospel.pl/sites/all/pliki/import/image/podtynk/akcent/brazowy/lp-1a_24.jpg","https://www.ospel.pl/sites/all/pliki/import/image/rysunki/akcent/laczniki.jpg",null,"10AX/250~, IP-20 zaciski gwintowe","","",null,null,null,"BRĄZOWY",null,"0.0525 kg","82 mm","82 mm","23 mm",null,null,"2024-06-04",null,"https://www.ospel.pl/sites/all/pliki/import/image/schematy/lacznik_zwierny_swiatlo.jpg","https://www.ospel.pl/sites/all/pliki/import/image/podtynk/akcent/brazowy/lp-1a_24.jpg","27.33.11.0","8536 50 07"]
[129,"ŁP-5AS/00","Łącznik zwierny \"światło\" z podświetleniem pomarańczowym",21.49,1,"szt","PLN","23%","",10,null,null,null,null,"5907577410797",null,null,"AKCENT",null,null,"",null,10,null,"https://www.ospel.pl/sites/all/pliki/import/image/podtynk/akcent/bialy/lp-5as_00.jpg","https://www.ospel.pl/sites/all/pliki/import/image/rysunki/akcent/laczniki.jpg",null,"10AX/250~, IP-20 zaciski gwintowe","","",null,null,null,"BIAŁY",null,"0.0535 kg","82 mm","82 mm","23 mm",null,null,"2024-06-04",null,"https://www.ospel.pl/sites/all/pliki/import/image/schematy/lacznik_zwierny_swiatlo_podswietlenie.jpg","https://www.ospel.pl/sites/all/pliki/import/image/podtynk/akcent/bialy/lp-5as_00.jpg","27.33.11.0","8536 50 07"]
[130,"ŁP-5AS/01","Łącznik zwierny \"światło\" z podświetleniem pomarańczowym",21.49,1,"szt","PLN","23%","",10,null,null,null,null,"5907577413422",null,null,"AKCENT",null,null,"",null,10,null,"https://www.ospel.pl/sites/all/pliki/import/image/podtynk/akcent/bezowy/lp-5as_01.jpg","https://www.ospel.pl/sites/all/pliki/import/image/rysunki/akcent/laczniki.jpg",null,"10AX/250~, IP-20 zaciski gwintowe","","",null,null,null,"BEŻOWY",null,"0.0535 kg","82 mm","82 mm","23 mm",null,null,"2024-06-04",null,"https://www.ospel.pl/sites/all/pliki/import/image/schematy/lacznik_zwierny_swiatlo_podswietlenie.jpg","https://www.ospel.pl/sites/all/pliki/import/image/podtynk/akcent/bezowy/lp-5as_01.jpg","27.33.11.0","8536 50 07"]
[131,"ŁP-5AS/24","Łącznik zwierny \"światło\" z podświetleniem pomarańczowym",21.49,1,"szt","PLN","23%","",10,null,null,null,null,"5907577413781",null,null,"AKCENT",null,null,"",null,10,null,"https://www.ospel.pl/sites/all/pliki/import/image/podtynk/akcent/brazowy/lp-1as_24.jpg","https://www.ospel.pl/sites/all/pliki/import/image/rysunki/akcent/laczniki.jpg",null,"10AX/250~, IP-20 zaciski gwintowe","","",null,null,null,"BRĄZOWY",null,"0.0535 kg","82 mm","82 mm","23 mm",null,null,"2024-06-04",null,"https://www.ospel.pl/sites/all/pliki/import/image/schematy/lacznik_zwierny_swiatlo_podswietlenie.jpg","https://www.ospel.pl/sites/all/pliki/import/image/podtynk/akcent/brazowy/lp-1as_24.jpg","27.33.11.0","8536 50 07"]
[132,"ŁP-6A/00","Łącznik zwierny \"dzwonek\"",15.59,1,"szt","PLN","23%","",10,null,null,null,null,"5907577410742",null,null,"AKCENT",null,null,"",null,10,null,"https://www.ospel.pl/sites/all/pliki/import/image/podtynk/akcent/bialy/lp-6a_00.jpg","https://www.ospel.pl/sites/all/pliki/import/image/rysunki/akcent/laczniki.jpg",null,"10AX/250~, IP-20 zaciski gwintowe","","",null,null,null,"BIAŁY",null,"0.0525 kg","82 mm","82 mm","23 mm",null,null,"2024-06-04",null,"https://www.ospel.pl/sites/all/pliki/import/image/schematy/lacznik_zwierny_dzwonek.jpg","https://www.ospel.pl/sites/all/pliki/import/image/podtynk/akcent/bialy/lp-6a_00.jpg","27.33.11.0","8536 50 07"]
[133,"ŁP-6A/01","Łącznik zwierny \"dzwonek\"",15.59,1,"szt","PLN","23%","",10,null,null,null,null,"5907577413378",null,null,"AKCENT",null,null,"",null,10,null,"https://www.ospel.pl/sites/all/pliki/import/image/podtynk/akcent/bezowy/lp-6a_01.jpg","https://www.ospel.pl/sites/all/pliki/import/image/rysunki/akcent/laczniki.jpg",null,"10AX/250~, IP-20 zaciski gwintowe","","",null,null,null,"BEŻOWY",null,"0.0525 kg","82 mm","82 mm","23 mm",null,null,"2024-06-04",null,"https://www.ospel.pl/sites/all/pliki/import/image/schematy/lacznik_zwierny_dzwonek.jpg","https://www.ospel.pl/sites/all/pliki/import/image/podtynk/akcent/bezowy/lp-6a_01.jpg","27.33.11.0","8536 50 07"]
[134,"ŁP-6A/24","Łącznik zwierny \"dzwonek\"",15.59,1,"szt","PLN","23%","",10,null,null,null,null,"5907577413736",null,null,"AKCENT",null,null,"",null,10,null,"https://www.ospel.pl/sites/all/pliki/import/image/podtynk/akcent/brazowy/lp-1a_24.jpg","https://www.ospel.pl/sites/all/pliki/import/image/rysunki/akcent/laczniki.jpg",null,"10AX/250~, IP-20 zaciski gwintowe","","",null,null,null,"BRĄZOWY",null,"0.0525 kg","82 mm","82 mm","23 mm",null,null,"2024-06-04",null,"https://www.ospel.pl/sites/all/pliki/import/image/schematy/lacznik_zwierny_dzwonek.jpg","https://www.ospel.pl/sites/all/pliki/import/image/podtynk/akcent/brazowy/lp-1a_24.jpg","27.33.11.0","8536 50 07"]
[135,"ŁP-6AS/00","Łącznik zwierny \"dzwonek\" z podświetleniem pomarańczowym",21.49,1,"szt","PLN","23%","",10,null,null,null,null,"5907577410803",null,null,"AKCENT",null,null,"",null,10,null,"https://www.ospel.pl/sites/all/pliki/import/image/podtynk/akcent/bialy/lp-6as_00.jpg","https://www.ospel.pl/sites/all/pliki/import/image/rysunki/akcent/laczniki.jpg",null,"10AX/250~, IP-20 zaciski gwintowe","","",null,null,null,"BIAŁY",null,"0.0535 kg","82 mm","82 mm","23 mm",null,null,"2024-06-04",null,"https://www.ospel.pl/sites/all/pliki/import/image/schematy/lacznik_zwierny_dzwonek_podswietlenie.jpg","https://www.ospel.pl/sites/all/pliki/import/image/podtynk/akcent/bialy/lp-6as_00.jpg","27.33.11.0","8536 50 07"]
[136,"ŁP-6AS/01","Łącznik zwierny \"dzwonek\" z podświetleniem pomarańczowym",21.49,1,"szt","PLN","23%","",10,null,null,null,null,"5907577413439",null,null,"AKCENT",null,null,"",null,10,null,"https://www.ospel.pl/sites/all/pliki/import/image/podtynk/akcent/bezowy/lp-6as_01.jpg","https://www.ospel.pl/sites/all/pliki/import/image/rysunki/akcent/laczniki.jpg",null,"10AX/250~, IP-20 zaciski gwintowe","","",null,null,null,"BEŻOWY",null,"0.0535 kg","82 mm","82 mm","23 mm",null,null,"2024-06-04",null,"https://www.ospel.pl/sites/all/pliki/import/image/schematy/lacznik_zwierny_dzwonek_podswietlenie.jpg","https://www.ospel.pl/sites/all/pliki/import/image/podtynk/akcent/bezowy/lp-6as_01.jpg","27.33.11.0","8536 50 07"]
[137,"ŁP-6AS/24","Łącznik zwierny \"dzwonek\" z podświetleniem pomarańczowym",21.49,1,"szt","PLN","23%","",10,null,null,null,null,"5907577413798",null,null,"AKCENT",null,null,"",null,10,null,"https://www.ospel.pl/sites/all/pliki/import/image/podtynk/akcent/brazowy/lp-1as_24.jpg","https://www.ospel.pl/sites/all/pliki/import/image/rysunki/akcent/laczniki.jpg",null,"10AX/250~, IP-20 zaciski gwintowe","","",null,null,null,"BRĄZOWY",null,"0.0535 kg","82 mm","82 mm","23 mm",null,null,"2024-06-04",null,"https://www.ospel.pl/sites/all/pliki/import/image/schematy/lacznik_zwierny_dzwonek_podswietlenie.jpg","https://www.ospel.pl/sites/all/pliki/import/image/podtynk/akcent/brazowy/lp-1as_24.jpg","27.33.11.0","8536 50 07"]
[138,"ŁP-7A/00","Łącznik żaluzjowy, zwierny",23.08,1,"szt","PLN","23%","",10,null,null,null,null,"5907577426675",null,null,"AKCENT",null,null,"",null,10,null,"https://www.ospel.pl/sites/all/pliki/import/image/podtynk/akcent/bialy/lp-7a_00.jpg","https://www.ospel.pl/sites/all/pliki/import/image/rysunki/akcent/laczniki_6.jpg",null,"10AX/250~, IP-20 zaciski gwintowe","","",null,null,null,"BIAŁY",null,"0.0575 kg","82 mm","82 mm","23 mm",null,null,"2024-06-04",null,"","https://www.ospel.pl/sites/all/pliki/import/image/podtynk/akcent/bialy/lp-7a_00.jpg","27.33.11.0","8536 50 07"]
[139,"ŁP-7A/01","Łącznik żaluzjowy, zwierny",23.08,1,"szt","PLN","23%","",10,null,null,null,null,"5907577430054",null,null,"AKCENT",null,null,"",null,10,null,"https://www.ospel.pl/sites/all/pliki/import/image/podtynk/akcent/bezowy/lp-7a_01.jpg","https://www.ospel.pl/sites/all/pliki/import/image/rysunki/akcent/laczniki_6.jpg",null,"10AX/250~, IP-20 zaciski gwintowe","","",null,null,null,"BEŻOWY",null,"0.0575 kg","82 mm","82 mm","23 mm",null,null,"2024-06-04",null,"","https://www.ospel.pl/sites/all/pliki/import/image/podtynk/akcent/bezowy/lp-7a_01.jpg","27.33.11.0","8536 50 07"]
[140,"ŁP-7A/24","Łącznik żaluzjowy, zwierny",23.08,1,"szt","PLN","23%","",10,null,null,null,null,"5907577432744",null,null,"AKCENT",null,null,"",null,10,null,"https://www.ospel.pl/sites/all/pliki/import/image/podtynk/akcent/brazowy/lp-7a_24.jpg","https://www.ospel.pl/sites/all/pliki/import/image/rysunki/akcent/laczniki_6.jpg",null,"10AX/250~, IP-20 zaciski gwintowe","","",null,null,null,"BRĄZOWY",null,"0.0575 kg","82 mm","82 mm","23 mm",null,null,"2024-06-04",null,"","https://www.ospel.pl/sites/all/pliki/import/image/podtynk/akcent/brazowy/lp-7a_24.jpg","27.33.11.0","8536 50 07"]
[141,"ŁP-7AS/00","Łącznik żaluzjowy, zwierny, z podświetleniem pomarańczowym",27.23,1,"szt","PLN","23%","",10,null,null,null,null,"5907577426682",null,null,"AKCENT",null,null,"",null,10,null,"https://www.ospel.pl/sites/all/pliki/import/image/podtynk/akcent/bialy/lp-7as_00.jpg","https://www.ospel.pl/sites/all/pliki/import/image/rysunki/akcent/laczniki_6.jpg",null,"10AX/250~, IP-20 zaciski gwintowe","","",null,null,null,"BIAŁY",null,"0.0585 kg","82 mm","82 mm","23 mm",null,null,"2024-06-04",null,"https://www.ospel.pl/sites/all/pliki/import/image/schematy/lacznik_zaluzjowy_podswietlenie.jpg","https://www.ospel.pl/sites/all/pliki/import/image/podtynk/akcent/bialy/lp-7as_00.jpg","27.33.11.0","8536 50 07"]
[142,"ŁP-7AS/01","Łącznik żaluzjowy, zwierny, z podświetleniem pomarańczowym",27.23,1,"szt","PLN","23%","",10,null,null,null,null,"5907577430061",null,null,"AKCENT",null,null,"",null,10,null,"https://www.ospel.pl/sites/all/pliki/import/image/podtynk/akcent/bezowy/lp-7as_01.jpg","https://www.ospel.pl/sites/all/pliki/import/image/rysunki/akcent/laczniki_6.jpg",null,"10AX/250~, IP-20 zaciski gwintowe","","",null,null,null,"BEŻOWY",null,"0.0585 kg","82 mm","82 mm","23 mm",null,null,"2024-06-04",null,"https://www.ospel.pl/sites/all/pliki/import/image/schematy/lacznik_zaluzjowy_podswietlenie.jpg","https://www.ospel.pl/sites/all/pliki/import/image/podtynk/akcent/bezowy/lp-7as_01.jpg","27.33.11.0","8536 50 07"]
[143,"ŁP-7AS/24","Łącznik żaluzjowy, zwierny, z podświetleniem pomarańczowym",27.23,1,"szt","PLN","23%","",10,null,null,null,null,"5907577432737",null,null,"AKCENT",null,null,"",null,10,null,"https://www.ospel.pl/sites/all/pliki/import/image/podtynk/akcent/brazowy/lp-7as_24.jpg","https://www.ospel.pl/sites/all/pliki/import/image/rysunki/akcent/laczniki_6.jpg",null,"10AX/250~, IP-20 zaciski gwintowe","","",null,null,null,"BRĄZOWY",null,"0.0585 kg","82 mm","82 mm","23 mm",null,null,"2024-06-04",null,"https://www.ospel.pl/sites/all/pliki/import/image/schematy/lacznik_zaluzjowy_podswietlenie.jpg","https://www.ospel.pl/sites/all/pliki/import/image/podtynk/akcent/brazowy/lp-7as_24.jpg","27.33.11.0","8536 50 07"]
[144,"ŁP-9A/00","Łącznik schodowy + jednobiegunowy",24.67,1,"szt","PLN","23%","",10,null,null,null,null,"5907577426347",null,null,"AKCENT",null,null,"",null,10,null,"https://www.ospel.pl/sites/all/pliki/import/image/podtynk/akcent/bialy/lp-2a_00.jpg","https://www.ospel.pl/sites/all/pliki/import/image/rysunki/akcent/laczniki_6.jpg",null,"10AX/250~, IP-20 zaciski gwintowe","","",null,null,null,"BIAŁY",null,"0.07 kg","82 mm","82 mm","23 mm",null,null,"2024-06-04",null,"https://www.ospel.pl/sites/all/pliki/import/image/schematy/lacznik_zintegrowany_lacznik_schodowy_wspolpraca.jpg","https://www.ospel.pl/sites/all/pliki/import/image/podtynk/akcent/bialy/lp-2a_00.jpg","27.33.11.0","8536 50 07"]
[145,"ŁP-9A/01","Łącznik schodowy + jednobiegunowy",24.67,1,"szt","PLN","23%","",10,null,null,null,null,"5907577426361",null,null,"AKCENT",null,null,"",null,10,null,"https://www.ospel.pl/sites/all/pliki/import/image/podtynk/akcent/bezowy/lp-2a_01.jpg","https://www.ospel.pl/sites/all/pliki/import/image/rysunki/akcent/laczniki_6.jpg",null,"10AX/250~, IP-20 zaciski gwintowe","","",null,null,null,"BEŻOWY",null,"0.07 kg","82 mm","82 mm","23 mm",null,null,"2024-06-04",null,"https://www.ospel.pl/sites/all/pliki/import/image/schematy/lacznik_zintegrowany_lacznik_schodowy_wspolpraca.jpg","https://www.ospel.pl/sites/all/pliki/import/image/podtynk/akcent/bezowy/lp-2a_01.jpg","27.33.11.0","8536 50 07"]
[146,"ŁP-9A/24","Łącznik schodowy + jednobiegunowy",24.67,1,"szt","PLN","23%","",10,null,null,null,null,"5907577426354",null,null,"AKCENT",null,null,"",null,10,null,"https://www.ospel.pl/sites/all/pliki/import/image/podtynk/akcent/brazowy/lp-2a_24.jpg","https://www.ospel.pl/sites/all/pliki/import/image/rysunki/akcent/laczniki_6.jpg",null,"10AX/250~, IP-20 zaciski gwintowe","","",null,null,null,"BRĄZOWY",null,"0.07 kg","82 mm","82 mm","23 mm",null,null,"2024-06-04",null,"https://www.ospel.pl/sites/all/pliki/import/image/schematy/lacznik_zintegrowany_lacznik_schodowy_wspolpraca.jpg","https://www.ospel.pl/sites/all/pliki/import/image/podtynk/akcent/brazowy/lp-2a_24.jpg","27.33.11.0","8536 50 07"]
[147,"ŁP-9AS/00","Łącznik schodowy + jednobiegunowy z podświetleniem pomarańczowym",30.07,1,"szt","PLN","23%","",10,null,null,null,null,"5907577426385",null,null,"AKCENT",null,null,"",null,10,null,"https://www.ospel.pl/sites/all/pliki/import/image/podtynk/akcent/bialy/lp-9as_00.jpg","https://www.ospel.pl/sites/all/pliki/import/image/rysunki/akcent/laczniki_6.jpg",null,"10AX/250~, IP-20 zaciski gwintowe","","",null,null,null,"BIAŁY",null,"0.071 kg","82 mm","82 mm","23 mm",null,null,"2024-06-04",null,"https://www.ospel.pl/sites/all/pliki/import/image/schematy/laczniki_zintegrowane_podwojny_pojedynczy.jpg","https://www.ospel.pl/sites/all/pliki/import/image/podtynk/akcent/bialy/lp-9as_00.jpg","27.33.11.0","8536 50 07"]
[148,"ŁP-9AS/01","Łącznik schodowy + jednobiegunowy z podświetleniem pomarańczowym",30.07,1,"szt","PLN","23%","",10,null,null,null,null,"5907577426408",null,null,"AKCENT",null,null,"",null,10,null,"https://www.ospel.pl/sites/all/pliki/import/image/podtynk/akcent/bezowy/lp-2a_01.jpg","https://www.ospel.pl/sites/all/pliki/import/image/rysunki/akcent/laczniki_6.jpg",null,"10AX/250~, IP-20 zaciski gwintowe","","",null,null,null,"BEŻOWY",null,"0.071 kg","82 mm","82 mm","23 mm",null,null,"2024-06-04",null,"https://www.ospel.pl/sites/all/pliki/import/image/schematy/laczniki_zintegrowane_podwojny_pojedynczy.jpg","https://www.ospel.pl/sites/all/pliki/import/image/podtynk/akcent/bezowy/lp-2a_01.jpg","27.33.11.0","8536 50 07"]
[149,"ŁP-9AS/24","Łącznik schodowy + jednobiegunowy z podświetleniem pomarańczowym",30.07,1,"szt","PLN","23%","",10,null,null,null,null,"5907577426392",null,null,"AKCENT",null,null,"",null,10,null,"https://www.ospel.pl/sites/all/pliki/import/image/podtynk/akcent/brazowy/lp-2a_24.jpg","https://www.ospel.pl/sites/all/pliki/import/image/rysunki/akcent/laczniki_6.jpg",null,"10AX/250~, IP-20 zaciski gwintowe","","",null,null,null,"BRĄZOWY",null,"0.071 kg","82 mm","82 mm","23 mm",null,null,"2024-06-04",null,"https://www.ospel.pl/sites/all/pliki/import/image/schematy/laczniki_zintegrowane_podwojny_pojedynczy.jpg","https://www.ospel.pl/sites/all/pliki/import/image/podtynk/akcent/brazowy/lp-2a_24.jpg","27.33.11.0","8536 50 07"]
[150,"PNP-A/00","Puszka instalacyjna do łączników serii AKCENT",7.37,1,"szt","PLN","23%","",10,null,null,null,null,"5907577426538",null,null,"AKCENT",null,null,"",null,10,null,"https://www.ospel.pl/sites/all/pliki/import/image/podtynk/akcent/bialy/pnp-a_00.jpg","https://www.ospel.pl/sites/all/pliki/import/image/rysunki/akcent/puszki.pdf",null,"Wysokość 26,5mm","","",null,null,null,"BIAŁY",null,"0.0315 kg","82 mm","82 mm","",null,null,"2024-06-04",null,"","https://www.ospel.pl/sites/all/pliki/import/image/podtynk/akcent/bialy/pnp-a_00.jpg","27.33.13.0","8536 90 01"]
[151,"PNP-A/01","Puszka instalacyjna do łączników serii AKCENT",7.37,1,"szt","PLN","23%","",10,null,null,null,null,"5907577430603",null,null,"AKCENT",null,null,"",null,10,null,"https://www.ospel.pl/sites/all/pliki/import/image/podtynk/akcent/bezowy/pnp-a_01.jpg","https://www.ospel.pl/sites/all/pliki/import/image/rysunki/akcent/puszki.pdf",null,"Wysokość 26,5mm","","",null,null,null,"BEŻOWY",null,"0.0315 kg","82 mm","82 mm","",null,null,"2024-06-04",null,"","https://www.ospel.pl/sites/all/pliki/import/image/podtynk/akcent/bezowy/pnp-a_01.jpg","27.33.13.0","8536 90 01"]
[152,"PNP-A/24","Puszka instalacyjna do łączników serii AKCENT",7.37,1,"szt","PLN","23%","",10,null,null,null,null,"5907577427078",null,null,"AKCENT",null,null,"",null,10,null,"https://www.ospel.pl/sites/all/pliki/import/image/podtynk/akcent/brazowy/pnp-a_24.jpg","https://www.ospel.pl/sites/all/pliki/import/image/rysunki/akcent/puszki.pdf",null,"Wysokość 26,5mm","","",null,null,null,"BRĄZOWY",null,"0.0315 kg","82 mm","82 mm","",null,null,"2024-06-04",null,"","https://www.ospel.pl/sites/all/pliki/import/image/podtynk/akcent/brazowy/pnp-a_24.jpg","27.33.13.0","8536 90 01"]
[153,"PNP-AG/00","Puszka instalacyjna do gniazd serii AKCENT",7.85,1,"szt","PLN","23%","",10,null,null,null,null,"5907577426545",null,null,"AKCENT",null,null,"",null,10,null,"https://www.ospel.pl/sites/all/pliki/import/image/podtynk/akcent/bialy/pnp-ag_00.jpg","https://www.ospel.pl/sites/all/pliki/import/image/rysunki/akcent/puszki.pdf",null,"Wysokość 36,5mm","","",null,null,null,"BIAŁY",null,"0.0455 kg","82 mm","82 mm","",null,null,"2024-06-04",null,"","https://www.ospel.pl/sites/all/pliki/import/image/podtynk/akcent/bialy/pnp-ag_00.jpg","27.33.13.0","8536 90 01"]
[154,"PNP-AG/01","Puszka instalacyjna do gniazd serii AKCENT",7.85,1,"szt","PLN","23%","",10,null,null,null,null,"5907577430573",null,null,"AKCENT",null,null,"",null,10,null,"https://www.ospel.pl/sites/all/pliki/import/image/podtynk/akcent/bezowy/pnp-ag_01.jpg","https://www.ospel.pl/sites/all/pliki/import/image/rysunki/akcent/puszki.pdf",null,"Wysokość 36,5mm","","",null,null,null,"BEŻOWY",null,"0.0455 kg","82 mm","82 mm","",null,null,"2024-06-04",null,"","https://www.ospel.pl/sites/all/pliki/import/image/podtynk/akcent/bezowy/pnp-ag_01.jpg","27.33.13.0","8536 90 01"]
[155,"PNP-AG/24","Puszka instalacyjna do gniazd serii AKCENT",7.85,1,"szt","PLN","23%","",10,null,null,null,null,"5907577427085",null,null,"AKCENT",null,null,"",null,10,null,"https://www.ospel.pl/sites/all/pliki/import/image/podtynk/akcent/brazowy/pnp-ag_24.jpg","https://www.ospel.pl/sites/all/pliki/import/image/rysunki/akcent/puszki.pdf",null,"Wysokość 36,5mm","","",null,null,null,"BRĄZOWY",null,"0.0455 kg","82 mm","82 mm","",null,null,"2024-06-04",null,"","https://www.ospel.pl/sites/all/pliki/import/image/podtynk/akcent/brazowy/pnp-ag_24.jpg","27.33.13.0","8536 90 01"]
[156,"AP45-1U/m/00","Adapter podtynkowy systemu OSPEL 45 do serii Aria",11.66,1,"szt","PLN","23%","",10,null,null,null,null,"5907577482954",null,null,"ARIA",null,null,"",null,10,null,"https://www.ospel.pl/sites/all/pliki/import/image/podtynk/aria/bialy/ap45-1u_m_00.jpg","",null,"","","",null,null,null,"BIAŁY",null,"","75 mm","75 mm","20 mm",null,null,"2024-06-04",null,"","https://www.ospel.pl/sites/all/pliki/import/image/podtynk/aria/bialy/ap45-1u_m_00.jpg","26.40.52.0","8536 90 01"]
[157,"AP45-1U/m/18","Adapter podtynkowy systemu OSPEL 45 do serii Aria",14.48,1,"szt","PLN","23%","",10,null,null,null,null,"5907577483906",null,null,"ARIA",null,null,"",null,10,null,"https://www.ospel.pl/sites/all/pliki/import/image/podtynk/aria/srebro/ap45-1u_m_18.jpg","",null,"","","",null,null,null,"SREBRO",null,"","75 mm","75 mm","20 mm",null,null,"2024-06-04",null,"","https://www.ospel.pl/sites/all/pliki/import/image/podtynk/aria/srebro/ap45-1u_m_18.jpg","26.40.52.0","8536 90 01"]
[158,"AP45-1U/m/27","Adapter podtynkowy systemu OSPEL 45 do serii Aria",11.66,1,"szt","PLN","23%","",10,null,null,null,null,"5907577492656",null,null,"ARIA",null,null,"",null,10,null,"https://www.ospel.pl/sites/all/pliki/import/image/podtynk/aria/ecru/ap45-1u_m_27.jpg","",null,"","","",null,null,null,"ECRU",null,"","75 mm","75 mm","20 mm",null,null,"2024-06-04",null,"","https://www.ospel.pl/sites/all/pliki/import/image/podtynk/aria/ecru/ap45-1u_m_27.jpg","26.40.52.0","8536 90 01"]
[159,"AP45-1U/m/33","Adapter podtynkowy systemu OSPEL 45 do serii Aria",14.48,1,"szt","PLN","23%","",10,null,null,null,null,"5907577484798",null,null,"ARIA",null,null,"",null,10,null,"https://www.ospel.pl/sites/all/pliki/import/image/podtynk/aria/czarny/ap45-1u_m_33.jpg","",null,"","","",null,null,null,"CZARNY METALIK",null,"","75 mm","75 mm","20 mm",null,null,"2024-06-04",null,"","https://www.ospel.pl/sites/all/pliki/import/image/podtynk/aria/czarny/ap45-1u_m_33.jpg","26.40.52.0","8536 90 01"]
[160,"AP45-1U/m/70","Adapter podtynkowy systemu OSPEL 45 do serii Aria",14.48,1,"szt","PLN","23%","",10,null,null,null,null,"5907577485689",null,null,"ARIA",null,null,"",null,10,null,"https://www.ospel.pl/sites/all/pliki/import/image/podtynk/aria/szary_mat/ap45-1u_m_70.jpg","",null,"","","",null,null,null,"SZARY MAT",null,"","75 mm","75 mm","20 mm",null,null,"2024-06-04",null,"","https://www.ospel.pl/sites/all/pliki/import/image/podtynk/aria/szary_mat/ap45-1u_m_70.jpg","26.40.52.0","8536 90 01"]
[161,"GG-1U/m/00","Gniazdo głośnikowe pojedyncze",30.1,1,"szt","PLN","23%","",10,null,null,null,null,"5907577482664",null,null,"ARIA",null,null,"",null,10,null,"https://www.ospel.pl/sites/all/pliki/import/image/podtynk/aria/bialy/gg-1u_m_00.jpg","",null,"Przyłączalność przewodów 0,75mm2","","",null,null,null,"BIAŁY",null,"0.057 kg","71 mm","71 mm","22 mm",null,null,"2024-06-04",null,"","https://www.ospel.pl/sites/all/pliki/import/image/podtynk/aria/bialy/gg-1u_m_00.jpg","26.40.52.0","8517 18 00"]
[162,"GG-1U/m/18","Gniazdo głośnikowe pojedyncze",38.090000000000003,1,"szt","PLN","23%","",4,null,null,null,null,"5907577483623",null,null,"ARIA",null,null,"",null,4,null,"https://www.ospel.pl/sites/all/pliki/import/image/podtynk/aria/srebro/gg-1u_m_18.jpg","",null,"Przyłączalność przewodów 0,75mm2","","",null,null,null,"SREBRO",null,"0.057 kg","71 mm","71 mm","22 mm",null,null,"2024-06-04",null,"","https://www.ospel.pl/sites/all/pliki/import/image/podtynk/aria/srebro/gg-1u_m_18.jpg","26.40.52.0","8517 18 00"]
[163,"GG-1U/m/27","Gniazdo głośnikowe pojedyncze",30.1,1,"szt","PLN","23%","",10,null,null,null,null,"5907577492373",null,null,"ARIA",null,null,"",null,10,null,"https://www.ospel.pl/sites/all/pliki/import/image/podtynk/aria/ecru/gg-1u_m_27.jpg","",null,"Przyłączalność przewodów 0,75mm2","","",null,null,null,"ECRU",null,"0.057 kg","71 mm","71 mm","22 mm",null,null,"2024-06-04",null,"","https://www.ospel.pl/sites/all/pliki/import/image/podtynk/aria/ecru/gg-1u_m_27.jpg","26.40.52.0","8517 18 00"]
[164,"GG-1U/m/33","Gniazdo głośnikowe pojedyncze",38.090000000000003,1,"szt","PLN","23%","",4,null,null,null,null,"5907577484514",null,null,"ARIA",null,null,"",null,4,null,"https://www.ospel.pl/sites/all/pliki/import/image/podtynk/aria/czarny/gg-1u_m_33.jpg","",null,"Przyłączalność przewodów 0,75mm2","","",null,null,null,"CZARNY METALIK",null,"0.057 kg","71 mm","71 mm","22 mm",null,null,"2024-06-04",null,"","https://www.ospel.pl/sites/all/pliki/import/image/podtynk/aria/czarny/gg-1u_m_33.jpg","26.40.52.0","8517 18 00"]
[165,"GG-1U/m/70","Gniazdo głośnikowe pojedyncze",38.090000000000003,1,"szt","PLN","23%","",4,null,null,null,null,"5907577485405",null,null,"ARIA",null,null,"",null,4,null,"https://www.ospel.pl/sites/all/pliki/import/image/podtynk/aria/szary_mat/gg-1u_m_70.jpg","",null,"Przyłączalność przewodów 0,75mm2","","",null,null,null,"SZARY MAT",null,"0.057 kg","71 mm","71 mm","22 mm",null,null,"2024-06-04",null,"","https://www.ospel.pl/sites/all/pliki/import/image/podtynk/aria/szary_mat/gg-1u_m_70.jpg","26.40.52.0","8517 18 00"]
[166,"GG-2U/m/00","Gniazdo głośnikowe podwójne",40.520000000000003,1,"szt","PLN","23%","",10,null,null,null,null,"5907577482671",null,null,"ARIA",null,null,"",null,10,null,"https://www.ospel.pl/sites/all/pliki/import/image/podtynk/aria/bialy/gg-2u_m_00.jpg","",null,"Przyłączalność przewodów 0,75mm2","","",null,null,null,"BIAŁY",null,"0.061 kg","71 mm","71 mm","22 mm",null,null,"2024-06-04",null,"","https://www.ospel.pl/sites/all/pliki/import/image/podtynk/aria/bialy/gg-2u_m_00.jpg","26.40.52.0","8517 18 00"]
[167,"GG-2U/m/18","Gniazdo głośnikowe podwójne",49.2,1,"szt","PLN","23%","",4,null,null,null,null,"5907577483630",null,null,"ARIA",null,null,"",null,4,null,"https://www.ospel.pl/sites/all/pliki/import/image/podtynk/aria/srebro/gg-2u_m_18.jpg","",null,"Przyłączalność przewodów 0,75mm2","","",null,null,null,"SREBRO",null,"0.061 kg","71 mm","71 mm","22 mm",null,null,"2024-06-04",null,"","https://www.ospel.pl/sites/all/pliki/import/image/podtynk/aria/srebro/gg-2u_m_18.jpg","26.40.52.0","8517 18 00"]
[168,"GG-2U/m/27","Gniazdo głośnikowe podwójne",40.520000000000003,1,"szt","PLN","23%","",10,null,null,null,null,"5907577492380",null,null,"ARIA",null,null,"",null,10,null,"https://www.ospel.pl/sites/all/pliki/import/image/podtynk/aria/ecru/gg-2u_m_27.jpg","",null,"Przyłączalność przewodów 0,75mm2","","",null,null,null,"ECRU",null,"0.061 kg","71 mm","71 mm","22 mm",null,null,"2024-06-04",null,"","https://www.ospel.pl/sites/all/pliki/import/image/podtynk/aria/ecru/gg-2u_m_27.jpg","26.40.52.0","8517 18 00"]
[169,"GG-2U/m/33","Gniazdo głośnikowe podwójne",49.2,1,"szt","PLN","23%","",4,null,null,null,null,"5907577484521",null,null,"ARIA",null,null,"",null,4,null,"https://www.ospel.pl/sites/all/pliki/import/image/podtynk/aria/czarny/gg-2u_m_33.jpg","",null,"Przyłączalność przewodów 0,75mm2","","",null,null,null,"CZARNY METALIK",null,"0.061 kg","71 mm","71 mm","22 mm",null,null,"2024-06-04",null,"","https://www.ospel.pl/sites/all/pliki/import/image/podtynk/aria/czarny/gg-2u_m_33.jpg","26.40.52.0","8517 18 00"]
[170,"GG-2U/m/70","Gniazdo głośnikowe podwójne",49.2,1,"szt","PLN","23%","",4,null,null,null,null,"5907577485412",null,null,"ARIA",null,null,"",null,4,null,"https://www.ospel.pl/sites/all/pliki/import/image/podtynk/aria/szary_mat/gg-2u_m_70.jpg","",null,"Przyłączalność przewodów 0,75mm2","","",null,null,null,"SZARY MAT",null,"0.061 kg","71 mm","71 mm","22 mm",null,null,"2024-06-04",null,"","https://www.ospel.pl/sites/all/pliki/import/image/podtynk/aria/szary_mat/gg-2u_m_70.jpg","26.40.52.0","8517 18 00"]
[171,"GGN-1U/m/00","Gniazdo głośnikowe pojedyncze",36.81,1,"szt","PLN","23%","",10,null,null,null,null,"5907577482688",null,null,"ARIA",null,null,"",null,10,null,"https://www.ospel.pl/sites/all/pliki/import/image/podtynk/aria/bialy/ggn-1u_m_00.jpg","",null,"Przyłączalność przewodów 6mm2","","",null,null,null,"BIAŁY",null,"","71 mm","71 mm","22 mm",null,null,"2024-06-04",null,"","https://www.ospel.pl/sites/all/pliki/import/image/podtynk/aria/bialy/ggn-1u_m_00.jpg","26.40.52.0","8517 18 00"]
[172,"GGN-1U/m/18","Gniazdo głośnikowe pojedyncze",39.94,1,"szt","PLN","23%","",4,null,null,null,null,"5907577483647",null,null,"ARIA",null,null,"",null,4,null,"https://www.ospel.pl/sites/all/pliki/import/image/podtynk/aria/srebro/ggn-1u_m_18.jpg","",null,"Przyłączalność przewodów 6mm2","","",null,null,null,"SREBRO",null,"","71 mm","71 mm","22 mm",null,null,"2024-06-04",null,"","https://www.ospel.pl/sites/all/pliki/import/image/podtynk/aria/srebro/ggn-1u_m_18.jpg","26.40.52.0","8517 18 00"]
[173,"GGN-1U/m/27","Gniazdo głośnikowe pojedyncze",36.81,1,"szt","PLN","23%","",10,null,null,null,null,"5907577492397",null,null,"ARIA",null,null,"",null,10,null,"https://www.ospel.pl/sites/all/pliki/import/image/podtynk/aria/ecru/ggn-1u_m_27.jpg","",null,"Przyłączalność przewodów 6mm2","","",null,null,null,"ECRU",null,"","71 mm","71 mm","22 mm",null,null,"2024-06-04",null,"","https://www.ospel.pl/sites/all/pliki/import/image/podtynk/aria/ecru/ggn-1u_m_27.jpg","26.40.52.0","8517 18 00"]
[174,"GGN-1U/m/33","Gniazdo głośnikowe pojedyncze",39.94,1,"szt","PLN","23%","",4,null,null,null,null,"5907577484538",null,null,"ARIA",null,null,"",null,4,null,"https://www.ospel.pl/sites/all/pliki/import/image/podtynk/aria/czarny/ggn-1u_m_33.jpg","",null,"Przyłączalność przewodów 6mm2","","",null,null,null,"CZARNY METALIK",null,"","71 mm","71 mm","22 mm",null,null,"2024-06-04",null,"","https://www.ospel.pl/sites/all/pliki/import/image/podtynk/aria/czarny/ggn-1u_m_33.jpg","26.40.52.0","8517 18 00"]
[175,"GGN-1U/m/70","Gniazdo głośnikowe pojedyncze",39.94,1,"szt","PLN","23%","",4,null,null,null,null,"5907577485429",null,null,"ARIA",null,null,"",null,4,null,"https://www.ospel.pl/sites/all/pliki/import/image/podtynk/aria/szary_mat/ggn-1u_m_70.jpg","",null,"Przyłączalność przewodów 6mm2","","",null,null,null,"SZARY MAT",null,"","71 mm","71 mm","22 mm",null,null,"2024-06-04",null,"","https://www.ospel.pl/sites/all/pliki/import/image/podtynk/aria/szary_mat/ggn-1u_m_70.jpg","26.40.52.0","8517 18 00"]
[176,"GP-1U/m/00","Gniazdo pojedyncze",13.26,1,"szt","PLN","23%","",10,null,null,null,null,"5907577482213",null,null,"ARIA",null,null,"",null,10,null,"https://www.ospel.pl/sites/all/pliki/import/image/podtynk/aria/bialy/gp-1u_m_00.jpg","",null,"16A 250V~, IP20, zaciski gwintowe","","",null,null,null,"BIAŁY",null,"0.073 kg","71 mm","71 mm","26 mm",null,null,"2024-06-04",null,"","https://www.ospel.pl/sites/all/pliki/import/image/podtynk/aria/bialy/gp-1u_m_00.jpg","27.33.13.0","8536 69 90"]
[177,"GP-1U/m/18","Gniazdo pojedyncze",22.46,1,"szt","PLN","23%","",4,null,null,null,null,"5907577483197",null,null,"ARIA",null,null,"",null,4,null,"https://www.ospel.pl/sites/all/pliki/import/image/podtynk/aria/srebro/gp-1u_m_18.jpg","",null,"16A 250V~, IP20, zaciski gwintowe","","",null,null,null,"SREBRO",null,"0.073 kg","71 mm","71 mm","26 mm",null,null,"2024-06-04",null,"","https://www.ospel.pl/sites/all/pliki/import/image/podtynk/aria/srebro/gp-1u_m_18.jpg","27.33.13.0","8536 69 90"]
[178,"GP-1U/m/27","Gniazdo pojedyncze",13.26,1,"szt","PLN","23%","",10,null,null,null,null,"5907577491925",null,null,"ARIA",null,null,"",null,10,null,"https://www.ospel.pl/sites/all/pliki/import/image/podtynk/aria/ecru/gp-1u_m_27.jpg","",null,"16A 250V~, IP20, zaciski gwintowe","","",null,null,null,"ECRU",null,"0.073 kg","71 mm","71 mm","26 mm",null,null,"2024-06-04",null,"","https://www.ospel.pl/sites/all/pliki/import/image/podtynk/aria/ecru/gp-1u_m_27.jpg","27.33.13.0","8536 69 90"]
[179,"GP-1U/m/33","Gniazdo pojedyncze",22.46,1,"szt","PLN","23%","",4,null,null,null,null,"5907577484088",null,null,"ARIA",null,null,"",null,4,null,"https://www.ospel.pl/sites/all/pliki/import/image/podtynk/aria/czarny/gp-1u_m_33.jpg","",null,"16A 250V~, IP20, zaciski gwintowe","","",null,null,null,"CZARNY METALIK",null,"0.073 kg","71 mm","71 mm","26 mm",null,null,"2024-06-04",null,"","https://www.ospel.pl/sites/all/pliki/import/image/podtynk/aria/czarny/gp-1u_m_33.jpg","27.33.13.0","8536 69 90"]
[180,"GP-1U/m/70","Gniazdo pojedyncze",22.46,1,"szt","PLN","23%","",4,null,null,null,null,"5907577484972",null,null,"ARIA",null,null,"",null,4,null,"https://www.ospel.pl/sites/all/pliki/import/image/podtynk/aria/szary_mat/gp-1u_m_70.jpg","",null,"16A 250V~, IP20, zaciski gwintowe","","",null,null,null,"SZARY MAT",null,"0.073 kg","71 mm","71 mm","26 mm",null,null,"2024-06-04",null,"","https://www.ospel.pl/sites/all/pliki/import/image/podtynk/aria/szary_mat/gp-1u_m_70.jpg","27.33.13.0","8536 69 90"]
[181,"GP-1UP/m/00","Gniazdo pojedyncze z przesłonami torów prądowych",14.72,1,"szt","PLN","23%","",10,null,null,null,null,"5907577482220",null,null,"ARIA",null,null,"",null,10,null,"https://www.ospel.pl/sites/all/pliki/import/image/podtynk/aria/bialy/gp-1up_m_00.jpg","",null,"16A 250V~, IP20, zaciski gwintowe","","",null,null,null,"BIAŁY",null,"0.075 kg","71 mm","71 mm","26 mm",null,null,"2024-06-04",null,"","https://www.ospel.pl/sites/all/pliki/import/image/podtynk/aria/bialy/gp-1up_m_00.jpg","27.33.13.0","8536 69 90"]
[182,"GP-1UP/m/18","Gniazdo pojedyncze z przesłonami torów prądowych",23.19,1,"szt","PLN","23%","",4,null,null,null,null,"5907577483203",null,null,"ARIA",null,null,"",null,4,null,"https://www.ospel.pl/sites/all/pliki/import/image/podtynk/aria/srebro/gp-1up_m_18.jpg","",null,"16A 250V~, IP20, zaciski gwintowe","","",null,null,null,"SREBRO",null,"0.075 kg","71 mm","71 mm","26 mm",null,null,"2024-06-04",null,"","https://www.ospel.pl/sites/all/pliki/import/image/podtynk/aria/srebro/gp-1up_m_18.jpg","27.33.13.0","8536 69 90"]
[183,"GP-1UP/m/27","Gniazdo pojedyncze z przesłonami torów prądowych",14.72,1,"szt","PLN","23%","",10,null,null,null,null,"5907577491932",null,null,"ARIA",null,null,"",null,10,null,"https://www.ospel.pl/sites/all/pliki/import/image/podtynk/aria/ecru/gp-1up_m_27.jpg","",null,"16A 250V~, IP20, zaciski gwintowe","","",null,null,null,"ECRU",null,"0.075 kg","71 mm","71 mm","26 mm",null,null,"2024-06-04",null,"","https://www.ospel.pl/sites/all/pliki/import/image/podtynk/aria/ecru/gp-1up_m_27.jpg","27.33.13.0","8536 69 90"]
[184,"GP-1UP/m/33","Gniazdo pojedyncze z przesłonami torów prądowych",23.19,1,"szt","PLN","23%","",4,null,null,null,null,"5907577484095",null,null,"ARIA",null,null,"",null,4,null,"https://www.ospel.pl/sites/all/pliki/import/image/podtynk/aria/czarny/gp-1up_m_33.jpg","",null,"16A 250V~, IP20, zaciski gwintowe","","",null,null,null,"CZARNY METALIK",null,"0.075 kg","71 mm","71 mm","26 mm",null,null,"2024-06-04",null,"","https://www.ospel.pl/sites/all/pliki/import/image/podtynk/aria/czarny/gp-1up_m_33.jpg","27.33.13.0","8536 69 90"]
[185,"GP-1UP/m/70","Gniazdo pojedyncze z przesłonami torów prądowych",23.19,1,"szt","PLN","23%","",4,null,null,null,null,"5907577484989",null,null,"ARIA",null,null,"",null,4,null,"https://www.ospel.pl/sites/all/pliki/import/image/podtynk/aria/szary_mat/gp-1up_m_70.jpg","",null,"16A 250V~, IP20, zaciski gwintowe","","",null,null,null,"SZARY MAT",null,"0.075 kg","71 mm","71 mm","26 mm",null,null,"2024-06-04",null,"","https://www.ospel.pl/sites/all/pliki/import/image/podtynk/aria/szary_mat/gp-1up_m_70.jpg","27.33.13.0","8536 69 90"]
[186,"GP-1US/m/00","Gniazdo pojedyncze z uziemieniem schuko",16.440000000000001,1,"szt","PLN","23%","",10,null,null,null,null,"5907577482275",null,null,"ARIA",null,null,"",null,10,null,"https://www.ospel.pl/sites/all/pliki/import/image/podtynk/aria/bialy/gp-1us_m_00.jpg","",null,"16A 250V~, IP20, zaciski gwintowe","","",null,null,null,"BIAŁY",null,"","71 mm","71 mm","29 mm",null,null,"2024-06-04",null,"","https://www.ospel.pl/sites/all/pliki/import/image/podtynk/aria/bialy/gp-1us_m_00.jpg","27.33.13.0","8536 69 90"]
[187,"GP-1US/m/18","Gniazdo pojedyncze z uziemieniem schuko",27.61,1,"szt","PLN","23%","",4,null,null,null,null,"5907577483234",null,null,"ARIA",null,null,"",null,4,null,"https://www.ospel.pl/sites/all/pliki/import/image/podtynk/aria/srebro/gp-1us_m_18.jpg","",null,"16A 250V~, IP20, zaciski gwintowe","","",null,null,null,"SREBRO",null,"","71 mm","71 mm","29 mm",null,null,"2024-06-04",null,"","https://www.ospel.pl/sites/all/pliki/import/image/podtynk/aria/srebro/gp-1us_m_18.jpg","27.33.13.0","8536 69 90"]
[188,"GP-1US/m/27","Gniazdo pojedyncze z uziemieniem schuko",16.440000000000001,1,"szt","PLN","23%","",10,null,null,null,null,"5907577491987",null,null,"ARIA",null,null,"",null,10,null,"https://www.ospel.pl/sites/all/pliki/import/image/podtynk/aria/ecru/gp-1us_m_27.jpg","",null,"16A 250V~, IP20, zaciski gwintowe","","",null,null,null,"ECRU",null,"","71 mm","71 mm","29 mm",null,null,"2024-06-04",null,"","https://www.ospel.pl/sites/all/pliki/import/image/podtynk/aria/ecru/gp-1us_m_27.jpg","27.33.13.0","8536 69 90"]
[189,"GP-1US/m/33","Gniazdo pojedyncze z uziemieniem schuko",27.61,1,"szt","PLN","23%","",4,null,null,null,null,"5907577484125",null,null,"ARIA",null,null,"",null,4,null,"https://www.ospel.pl/sites/all/pliki/import/image/podtynk/aria/czarny/gp-1us_m_33.jpg","",null,"16A 250V~, IP20, zaciski gwintowe","","",null,null,null,"CZARNY METALIK",null,"","71 mm","71 mm","29 mm",null,null,"2024-06-04",null,"","https://www.ospel.pl/sites/all/pliki/import/image/podtynk/aria/czarny/gp-1us_m_33.jpg","27.33.13.0","8536 69 90"]
[190,"GP-1US/m/70","Gniazdo pojedyncze z uziemieniem schuko",27.61,1,"szt","PLN","23%","",4,null,null,null,null,"5907577485016",null,null,"ARIA",null,null,"",null,4,null,"https://www.ospel.pl/sites/all/pliki/import/image/podtynk/aria/szary_mat/gp-1us_m_70.jpg","",null,"16A 250V~, IP20, zaciski gwintowe","","",null,null,null,"SZARY MAT",null,"","71 mm","71 mm","29 mm",null,null,"2024-06-04",null,"","https://www.ospel.pl/sites/all/pliki/import/image/podtynk/aria/szary_mat/gp-1us_m_70.jpg","27.33.13.0","8536 69 90"]
[191,"GP-1USP/m/00","Gniazdo pojedyncze z uziemieniem schuko z przesłonami torów prądowych",17.07,1,"szt","PLN","23%","",10,null,null,null,null,"5907577482282",null,null,"ARIA",null,null,"",null,10,null,"https://www.ospel.pl/sites/all/pliki/import/image/podtynk/aria/bialy/gp-1usp_m_00.jpg","",null,"16A 250V~, IP20, zaciski gwintowe","","",null,null,null,"BIAŁY",null,"","71 mm","71 mm","29 mm",null,null,"2024-06-04",null,"","https://www.ospel.pl/sites/all/pliki/import/image/podtynk/aria/bialy/gp-1usp_m_00.jpg","27.33.13.0","8536 69 90"]
[192,"GP-1USP/m/18","Gniazdo pojedyncze z uziemieniem schuko z przesłonami torów prądowych",28.23,1,"szt","PLN","23%","",4,null,null,null,null,"5907577483241",null,null,"ARIA",null,null,"",null,4,null,"https://www.ospel.pl/sites/all/pliki/import/image/podtynk/aria/srebro/gp-1usp_m_18.jpg","",null,"16A 250V~, IP20, zaciski gwintowe","","",null,null,null,"SREBRO",null,"","71 mm","71 mm","29 mm",null,null,"2024-06-04",null,"","https://www.ospel.pl/sites/all/pliki/import/image/podtynk/aria/srebro/gp-1usp_m_18.jpg","27.33.13.0","8536 69 90"]
[193,"GP-1USP/m/27","Gniazdo pojedyncze z uziemieniem schuko z przesłonami torów prądowych",17.07,1,"szt","PLN","23%","",10,null,null,null,null,"5907577491994",null,null,"ARIA",null,null,"",null,10,null,"https://www.ospel.pl/sites/all/pliki/import/image/podtynk/aria/ecru/gp-1usp_m_27.jpg","",null,"16A 250V~, IP20, zaciski gwintowe","","",null,null,null,"ECRU",null,"","71 mm","71 mm","29 mm",null,null,"2024-06-04",null,"","https://www.ospel.pl/sites/all/pliki/import/image/podtynk/aria/ecru/gp-1usp_m_27.jpg","27.33.13.0","8536 69 90"]
[194,"GP-1USP/m/33","Gniazdo pojedyncze z uziemieniem schuko z przesłonami torów prądowych",28.23,1,"szt","PLN","23%","",4,null,null,null,null,"5907577484132",null,null,"ARIA",null,null,"",null,4,null,"https://www.ospel.pl/sites/all/pliki/import/image/podtynk/aria/czarny/gp-1usp_m_33.jpg","",null,"16A 250V~, IP20, zaciski gwintowe","","",null,null,null,"CZARNY METALIK",null,"","71 mm","71 mm","29 mm",null,null,"2024-06-04",null,"","https://www.ospel.pl/sites/all/pliki/import/image/podtynk/aria/czarny/gp-1usp_m_33.jpg","27.33.13.0","8536 69 90"]
[195,"GP-1USP/m/70","Gniazdo pojedyncze z uziemieniem schuko z przesłonami torów prądowych",28.23,1,"szt","PLN","23%","",4,null,null,null,null,"5907577485023",null,null,"ARIA",null,null,"",null,4,null,"https://www.ospel.pl/sites/all/pliki/import/image/podtynk/aria/szary_mat/gp-1usp_m_70.jpg","",null,"16A 250V~, IP20, zaciski gwintowe","","",null,null,null,"SZARY MAT",null,"","71 mm","71 mm","29 mm",null,null,"2024-06-04",null,"","https://www.ospel.pl/sites/all/pliki/import/image/podtynk/aria/szary_mat/gp-1usp_m_70.jpg","27.33.13.0","8536 69 90"]
[196,"GP-1UZ/m/00","Gniazdo pojedyncze z uziemieniem",15.11,1,"szt","PLN","23%","",10,null,null,null,null,"5907577482237",null,null,"ARIA",null,null,"",null,10,null,"https://www.ospel.pl/sites/all/pliki/import/image/podtynk/aria/bialy/gp-1uz_m_00.jpg","",null,"16A 250V~, IP20, zaciski gwintowe","","",null,null,null,"BIAŁY",null,"0.077 kg","71 mm","71 mm","26 mm",null,null,"2024-06-04",null,"","https://www.ospel.pl/sites/all/pliki/import/image/podtynk/aria/bialy/gp-1uz_m_00.jpg","27.33.13.0","8536 69 90"]
[197,"GP-1UZ/m/18","Gniazdo pojedyncze z uziemieniem",25.65,1,"szt","PLN","23%","",4,null,null,null,null,"5907577483210",null,null,"ARIA",null,null,"",null,4,null,"https://www.ospel.pl/sites/all/pliki/import/image/podtynk/aria/srebro/gp-1uz_m_18.jpg","",null,"16A 250V~, IP20, zaciski gwintowe","","",null,null,null,"SREBRO",null,"0.077 kg","71 mm","71 mm","26 mm",null,null,"2024-06-04",null,"","https://www.ospel.pl/sites/all/pliki/import/image/podtynk/aria/srebro/gp-1uz_m_18.jpg","27.33.13.0","8536 69 90"]
[198,"GP-1UZ/m/27","Gniazdo pojedyncze z uziemieniem",15.11,1,"szt","PLN","23%","",10,null,null,null,null,"5907577491949",null,null,"ARIA",null,null,"",null,10,null,"https://www.ospel.pl/sites/all/pliki/import/image/podtynk/aria/ecru/gp-1uz_m_27.jpg","",null,"16A 250V~, IP20, zaciski gwintowe","","",null,null,null,"ECRU",null,"0.077 kg","71 mm","71 mm","26 mm",null,null,"2024-06-04",null,"","https://www.ospel.pl/sites/all/pliki/import/image/podtynk/aria/ecru/gp-1uz_m_27.jpg","27.33.13.0","8536 69 90"]
[199,"GP-1UZ/m/33","Gniazdo pojedyncze z uziemieniem",25.65,1,"szt","PLN","23%","",4,null,null,null,null,"5907577484101",null,null,"ARIA",null,null,"",null,4,null,"https://www.ospel.pl/sites/all/pliki/import/image/podtynk/aria/czarny/gp-1uz_m_33.jpg","",null,"16A 250V~, IP20, zaciski gwintowe","","",null,null,null,"CZARNY METALIK",null,"0.077 kg","71 mm","71 mm","26 mm",null,null,"2024-06-04",null,"","https://www.ospel.pl/sites/all/pliki/import/image/podtynk/aria/czarny/gp-1uz_m_33.jpg","27.33.13.0","8536 69 90"]
[200,"GP-1UZ/m/70","Gniazdo pojedyncze z uziemieniem",25.65,1,"szt","PLN","23%","",4,null,null,null,null,"5907577484996",null,null,"ARIA",null,null,"",null,4,null,"https://www.ospel.pl/sites/all/pliki/import/image/podtynk/aria/szary_mat/gp-1uz_m_70.jpg","",null,"16A 250V~, IP20, zaciski gwintowe","","",null,null,null,"SZARY MAT",null,"0.077 kg","71 mm","71 mm","26 mm",null,null,"2024-06-04",null,"","https://www.ospel.pl/sites/all/pliki/import/image/podtynk/aria/szary_mat/gp-1uz_m_70.jpg","27.33.13.0","8536 69 90"]
[201,"GP-1UZD/m/00/22","Gniazdo pojedyncze z uziemieniem DATA",17.18,1,"szt","PLN","23%","",10,null,null,null,null,"5907577482251",null,null,"ARIA",null,null,"",null,10,null,"https://www.ospel.pl/sites/all/pliki/import/image/podtynk/aria/bialy/gp-1uzd_m_00_22.jpg","",null,"16A 250V~, IP20, zaciski gwintowe","","",null,null,null,"BIAŁY",null,"0.076 kg","71 mm","71 mm","26 mm",null,null,"2024-06-04",null,"","https://www.ospel.pl/sites/all/pliki/import/image/podtynk/aria/bialy/gp-1uzd_m_00_22.jpg","27.33.13.0","8536 69 90"]
[202,"GP-1UZDP/m/00/22","Gniazdo pojedyncze z uziemieniem DATA z przesłonami torów prądowych",18.29,1,"szt","PLN","23%","",10,null,null,null,null,"5907577485726",null,null,"ARIA",null,null,"",null,10,null,"https://www.ospel.pl/sites/all/pliki/import/image/podtynk/aria/bialy/gp-1uzdp_m_00_22.jpg","",null,"16A 250V~, IP20, zaciski gwintowe","","",null,null,null,"BIAŁY",null,"0.078 kg","71 mm","71 mm","26 mm",null,null,"2024-06-04",null,"","https://www.ospel.pl/sites/all/pliki/import/image/podtynk/aria/bialy/gp-1uzdp_m_00_22.jpg","27.33.13.0","8536 69 90"]
[203,"GP-1UZK/m/00/22","Gniazdo pojedyncze z uziemieniem DATA z kluczem uprawniającym",20.010000000000002,1,"szt","PLN","23%","",10,null,null,null,null,"5907577482268",null,null,"ARIA",null,null,"",null,10,null,"https://www.ospel.pl/sites/all/pliki/import/image/podtynk/aria/bialy/gp-1uzk_m_00_22.jpg","",null,"16A 250V~, IP20, zaciski gwintowe","","",null,null,null,"BIAŁY",null,"","71 mm","71 mm","26 mm",null,null,"2024-06-04",null,"","https://www.ospel.pl/sites/all/pliki/import/image/podtynk/aria/bialy/gp-1uzk_m_00_22.jpg","27.33.13.0","8536 69 90"]
[204,"GP-1UZP/m/00","Gniazdo pojedyncze z uziemieniem z przesłonami torów prądowych",16.2,1,"szt","PLN","23%","",10,null,null,null,null,"5907577482244",null,null,"ARIA",null,null,"",null,10,null,"https://www.ospel.pl/sites/all/pliki/import/image/podtynk/aria/bialy/gp-1uzp_m_00.jpg","",null,"16A 250V~, IP20, zaciski gwintowe","","",null,null,null,"BIAŁY",null,"0.079 kg","71 mm","71 mm","26 mm",null,null,"2024-06-04",null,"","https://www.ospel.pl/sites/all/pliki/import/image/podtynk/aria/bialy/gp-1uzp_m_00.jpg","27.33.13.0","8536 69 90"]
[205,"GP-1UZP/m/18","Gniazdo pojedyncze z uziemieniem z przesłonami torów prądowych",26.74,1,"szt","PLN","23%","",4,null,null,null,null,"5907577483227",null,null,"ARIA",null,null,"",null,4,null,"https://www.ospel.pl/sites/all/pliki/import/image/podtynk/aria/srebro/gp-1uzp_m_18.jpg","",null,"16A 250V~, IP20, zaciski gwintowe","","",null,null,null,"SREBRO",null,"0.079 kg","71 mm","71 mm","26 mm",null,null,"2024-06-04",null,"","https://www.ospel.pl/sites/all/pliki/import/image/podtynk/aria/srebro/gp-1uzp_m_18.jpg","27.33.13.0","8536 69 90"]
[206,"GP-1UZP/m/27","Gniazdo pojedyncze z uziemieniem z przesłonami torów prądowych",16.2,1,"szt","PLN","23%","",10,null,null,null,null,"5907577491956",null,null,"ARIA",null,null,"",null,10,null,"https://www.ospel.pl/sites/all/pliki/import/image/podtynk/aria/ecru/gp-1uzp_m_27.jpg","",null,"16A 250V~, IP20, zaciski gwintowe","","",null,null,null,"ECRU",null,"0.079 kg","71 mm","71 mm","26 mm",null,null,"2024-06-04",null,"","https://www.ospel.pl/sites/all/pliki/import/image/podtynk/aria/ecru/gp-1uzp_m_27.jpg","27.33.13.0","8536 69 90"]
[207,"GP-1UZP/m/33","Gniazdo pojedyncze z uziemieniem z przesłonami torów prądowych",26.74,1,"szt","PLN","23%","",4,null,null,null,null,"5907577484118",null,null,"ARIA",null,null,"",null,4,null,"https://www.ospel.pl/sites/all/pliki/import/image/podtynk/aria/czarny/gp-1uzp_m_33.jpg","",null,"16A 250V~, IP20, zaciski gwintowe","","",null,null,null,"CZARNY METALIK",null,"0.079 kg","71 mm","71 mm","26 mm",null,null,"2024-06-04",null,"","https://www.ospel.pl/sites/all/pliki/import/image/podtynk/aria/czarny/gp-1uzp_m_33.jpg","27.33.13.0","8536 69 90"]
[208,"GP-1UZP/m/70","Gniazdo pojedyncze z uziemieniem z przesłonami torów prądowych",26.74,1,"szt","PLN","23%","",4,null,null,null,null,"5907577485009",null,null,"ARIA",null,null,"",null,4,null,"https://www.ospel.pl/sites/all/pliki/import/image/podtynk/aria/szary_mat/gp-1uzp_m_70.jpg","",null,"16A 250V~, IP20, zaciski gwintowe","","",null,null,null,"SZARY MAT",null,"0.079 kg","71 mm","71 mm","26 mm",null,null,"2024-06-04",null,"","https://www.ospel.pl/sites/all/pliki/import/image/podtynk/aria/szary_mat/gp-1uzp_m_70.jpg","27.33.13.0","8536 69 90"]
[209,"GP-1UZPUSB/m/00","Gniazdo pojedyncze z uziemieniem z przesłonami torów prądowych, z ładowarką USB",105.42,1,"szt","PLN","23%","",5,null,null,null,null,"5907577491611",null,null,"ARIA",null,null,"",null,5,null,"https://www.ospel.pl/sites/all/pliki/import/image/podtynk/aria/bialy/gp-1uzpusb_m_00.jpg","",null,"16A/230~,USB 5V/2,1A, IP-20, zac.bezgw.","","",null,null,null,"BIAŁY",null,"0.103 kg","73 mm","73 mm","35 mm",null,null,"2024-06-04",null,"","https://www.ospel.pl/sites/all/pliki/import/image/podtynk/aria/bialy/gp-1uzpusb_m_00.jpg","27.33.13.0","8536 69 90"]
[210,"GP-1UZPUSB/m/18","Gniazdo pojedyncze z uziemieniem z przesłonami torów prądowych, z ładowarką USB",110.81,1,"szt","PLN","23%","",5,null,null,null,null,"5907577491628",null,null,"ARIA",null,null,"",null,5,null,"https://www.ospel.pl/sites/all/pliki/import/image/podtynk/aria/srebro/gp-1uzpusb_m_18.jpg","",null,"16A/230~,USB 5V/2,1A, IP-20, zac.bezgw.","","",null,null,null,"SREBRO",null,"0.103 kg","73 mm","73 mm","35 mm",null,null,"2024-06-04",null,"","https://www.ospel.pl/sites/all/pliki/import/image/podtynk/aria/srebro/gp-1uzpusb_m_18.jpg","27.33.13.0","8536 69 90"]
[211,"GP-1UZPUSB/m/27","Gniazdo pojedyncze z uziemieniem z przesłonami torów prądowych, z ładowarką USB",105.42,1,"szt","PLN","23%","",5,null,null,null,null,"5907577492663",null,null,"ARIA",null,null,"",null,5,null,"https://www.ospel.pl/sites/all/pliki/import/image/podtynk/aria/ecru/gp-1uzpusb_m_27.jpg","",null,"16A/230~,USB 5V/2,1A, IP-20, zac.bezgw.","","",null,null,null,"ECRU",null,"0.103 kg","73 mm","73 mm","35 mm",null,null,"2024-06-04",null,"","https://www.ospel.pl/sites/all/pliki/import/image/podtynk/aria/ecru/gp-1uzpusb_m_27.jpg","27.33.13.0","8536 69 90"]
[212,"GP-1UZPUSB/m/33","Gniazdo pojedyncze z uziemieniem z przesłonami torów prądowych, z ładowarką USB",110.81,1,"szt","PLN","23%","",5,null,null,null,null,"5907577491635",null,null,"ARIA",null,null,"",null,5,null,"https://www.ospel.pl/sites/all/pliki/import/image/podtynk/aria/czarny/gp-1uzpusb_m_33.jpg","",null,"16A/230~,USB 5V/2,1A, IP-20, zac.bezgw.","","",null,null,null,"CZARNY METALIK",null,"0.103 kg","73 mm","73 mm","35 mm",null,null,"2024-06-04",null,"","https://www.ospel.pl/sites/all/pliki/import/image/podtynk/aria/czarny/gp-1uzpusb_m_33.jpg","27.33.13.0","8536 69 90"]
[213,"GP-1UZPUSB/m/70","Gniazdo pojedyncze z uziemieniem z przesłonami torów prądowych, z ładowarką USB",110.81,1,"szt","PLN","23%","",5,null,null,null,null,"5907577491642",null,null,"ARIA",null,null,"",null,5,null,"https://www.ospel.pl/sites/all/pliki/import/image/podtynk/aria/szary_mat/gp-1uzpusb_m_70.jpg","",null,"16A/230~,USB 5V/2,1A, IP-20, zac.bezgw.","","",null,null,null,"SZARY MAT",null,"0.103 kg","73 mm","73 mm","35 mm",null,null,"2024-06-04",null,"","https://www.ospel.pl/sites/all/pliki/import/image/podtynk/aria/szary_mat/gp-1uzpusb_m_70.jpg","27.33.13.0","8536 69 90"]
[214,"GP-2U/00","Gniazdo podwójne kompletne z ramką",17.920000000000002,1,"szt","PLN","23%","",10,null,null,null,null,"5907577482336",null,null,"ARIA",null,null,"",null,10,null,"https://www.ospel.pl/sites/all/pliki/import/image/podtynk/aria/bialy/gp-2u_00.jpg","",null,"16A 250V~, IP20, zaciski gwintowe","","",null,null,null,"BIAŁY",null,"0.080 kg","82 mm","82 mm","27 mm",null,null,"2024-06-04",null,"","https://www.ospel.pl/sites/all/pliki/import/image/podtynk/aria/bialy/gp-2u_00.jpg","27.33.13.0","8536 69 90"]
[215,"GP-2U/18","Gniazdo podwójne kompletne z ramką",28.96,1,"szt","PLN","23%","",4,null,null,null,null,"5907577483296",null,null,"ARIA",null,null,"",null,4,null,"https://www.ospel.pl/sites/all/pliki/import/image/podtynk/aria/srebro/gp-2u_18.jpg","",null,"16A 250V~, IP20, zaciski gwintowe","","",null,null,null,"SREBRO",null,"0.080 kg","82 mm","82 mm","27 mm",null,null,"2024-06-04",null,"","https://www.ospel.pl/sites/all/pliki/import/image/podtynk/aria/srebro/gp-2u_18.jpg","27.33.13.0","8536 69 90"]
[216,"GP-2U/27","Gniazdo podwójne kompletne z ramką",17.920000000000002,1,"szt","PLN","23%","",10,null,null,null,null,"5907577492045",null,null,"ARIA",null,null,"",null,10,null,"https://www.ospel.pl/sites/all/pliki/import/image/podtynk/aria/ecru/gp-2u_27.jpg","",null,"16A 250V~, IP20, zaciski gwintowe","","",null,null,null,"ECRU",null,"0.080 kg","82 mm","82 mm","27 mm",null,null,"2024-06-04",null,"","https://www.ospel.pl/sites/all/pliki/import/image/podtynk/aria/ecru/gp-2u_27.jpg","27.33.13.0","8536 69 90"]
[217,"GP-2U/33","Gniazdo podwójne kompletne z ramką",28.96,1,"szt","PLN","23%","",4,null,null,null,null,"5907577484187",null,null,"ARIA",null,null,"",null,4,null,"https://www.ospel.pl/sites/all/pliki/import/image/podtynk/aria/czarny/gp-2u_33.jpg","",null,"16A 250V~, IP20, zaciski gwintowe","","",null,null,null,"CZARNY METALIK",null,"0.080 kg","82 mm","82 mm","27 mm",null,null,"2024-06-04",null,"","https://www.ospel.pl/sites/all/pliki/import/image/podtynk/aria/czarny/gp-2u_33.jpg","27.33.13.0","8536 69 90"]
[218,"GP-2U/70","Gniazdo podwójne kompletne z ramką",28.96,1,"szt","PLN","23%","",4,null,null,null,null,"5907577485078",null,null,"ARIA",null,null,"",null,4,null,"https://www.ospel.pl/sites/all/pliki/import/image/podtynk/aria/szary_mat/gp-2u_70.jpg","",null,"16A 250V~, IP20, zaciski gwintowe","","",null,null,null,"SZARY MAT",null,"0.080 kg","82 mm","82 mm","27 mm",null,null,"2024-06-04",null,"","https://www.ospel.pl/sites/all/pliki/import/image/podtynk/aria/szary_mat/gp-2u_70.jpg","27.33.13.0","8536 69 90"]
[219,"GP-2UC/00","Gniazdo podwójne z uziemieniem z funkcją niezamienności faz, kompletne z ramką",20.12,1,"szt","PLN","23%","",5,null,null,null,null,"5907577482442",null,null,"ARIA",null,null,"",null,5,null,"https://www.ospel.pl/sites/all/pliki/import/image/podtynk/aria/bialy/gp-2uc_00.jpg","",null,"16A 250V~, IP20, zaciski gwintowe","","",null,null,null,"BIAŁY",null,"","88 mm","82 mm","23 mm",null,null,"2024-06-04",null,"","https://www.ospel.pl/sites/all/pliki/import/image/podtynk/aria/bialy/gp-2uc_00.jpg","27.33.13.0","8536 69 90"]
[220,"GP-2UC/18","Gniazdo podwójne z uziemieniem z funkcją niezamienności faz, kompletne z ramką",30.8,1,"szt","PLN","23%","",5,null,null,null,null,"5907577483401",null,null,"ARIA",null,null,"",null,5,null,"https://www.ospel.pl/sites/all/pliki/import/image/podtynk/aria/srebro/gp-2uc_18.jpg","",null,"16A 250V~, IP20, zaciski gwintowe","","",null,null,null,"SREBRO",null,"","88 mm","82 mm","23 mm",null,null,"2024-06-04",null,"","https://www.ospel.pl/sites/all/pliki/import/image/podtynk/aria/srebro/gp-2uc_18.jpg","27.33.13.0","8536 69 90"]
[221,"GP-2UC/27","Gniazdo podwójne z uziemieniem z funkcją niezamienności faz, kompletne z ramką",20.12,1,"szt","PLN","23%","",5,null,null,null,null,"5907577492151",null,null,"ARIA",null,null,"",null,5,null,"https://www.ospel.pl/sites/all/pliki/import/image/podtynk/aria/ecru/gp-2uc_27.jpg","",null,"16A 250V~, IP20, zaciski gwintowe","","",null,null,null,"ECRU",null,"","88 mm","82 mm","23 mm",null,null,"2024-06-04",null,"","https://www.ospel.pl/sites/all/pliki/import/image/podtynk/aria/ecru/gp-2uc_27.jpg","27.33.13.0","8536 69 90"]
[222,"GP-2UC/33","Gniazdo podwójne z uziemieniem z funkcją niezamienności faz, kompletne z ramką",30.8,1,"szt","PLN","23%","",5,null,null,null,null,"5907577484293",null,null,"ARIA",null,null,"",null,5,null,"https://www.ospel.pl/sites/all/pliki/import/image/podtynk/aria/czarny/gp-2uc_33.jpg","",null,"16A 250V~, IP20, zaciski gwintowe","","",null,null,null,"CZARNY METALIK",null,"","88 mm","82 mm","23 mm",null,null,"2024-06-04",null,"","https://www.ospel.pl/sites/all/pliki/import/image/podtynk/aria/czarny/gp-2uc_33.jpg","27.33.13.0","8536 69 90"]
[223,"GP-2UC/70","Gniazdo podwójne z uziemieniem z funkcją niezamienności faz, kompletne z ramką",30.8,1,"szt","PLN","23%","",5,null,null,null,null,"5907577485184",null,null,"ARIA",null,null,"",null,5,null,"https://www.ospel.pl/sites/all/pliki/import/image/podtynk/aria/szary_mat/gp-2uc_70.jpg","",null,"16A 250V~, IP20, zaciski gwintowe","","",null,null,null,"SZARY MAT",null,"","88 mm","82 mm","23 mm",null,null,"2024-06-04",null,"","https://www.ospel.pl/sites/all/pliki/import/image/podtynk/aria/szary_mat/gp-2uc_70.jpg","27.33.13.0","8536 69 90"]
[224,"GP-2UR/m/00","Gniazdo podwójne moduł bez ramki",14.96,1,"szt","PLN","23%","",10,null,null,null,null,"5907577482374",null,null,"ARIA",null,null,"",null,10,null,"https://www.ospel.pl/sites/all/pliki/import/image/podtynk/aria/bialy/gp-2ur_m_00.jpg","",null,"16A 250V~, IP20, zaciski gwintowe","","",null,null,null,"BIAŁY",null,"0.075 kg","71 mm","71 mm","20 mm",null,null,"2024-06-04",null,"","https://www.ospel.pl/sites/all/pliki/import/image/podtynk/aria/bialy/gp-2ur_m_00.jpg","27.33.13.0","8536 69 90"]
[225,"GP-2UR/m/18","Gniazdo podwójne moduł bez ramki",23.19,1,"szt","PLN","23%","",4,null,null,null,null,"5907577483333",null,null,"ARIA",null,null,"",null,4,null,"https://www.ospel.pl/sites/all/pliki/import/image/podtynk/aria/srebro/gp-2ur_m_18.jpg","",null,"16A 250V~, IP20, zaciski gwintowe","","",null,null,null,"SREBRO",null,"0.075 kg","71 mm","71 mm","20 mm",null,null,"2024-06-04",null,"","https://www.ospel.pl/sites/all/pliki/import/image/podtynk/aria/srebro/gp-2ur_m_18.jpg","27.33.13.0","8536 69 90"]
[226,"GP-2UR/m/27","Gniazdo podwójne moduł bez ramki",14.96,1,"szt","PLN","23%","",10,null,null,null,null,"5907577492083",null,null,"ARIA",null,null,"",null,10,null,"https://www.ospel.pl/sites/all/pliki/import/image/podtynk/aria/ecru/gp-2ur_m_27.jpg","",null,"16A 250V~, IP20, zaciski gwintowe","","",null,null,null,"ECRU",null,"0.075 kg","71 mm","71 mm","20 mm",null,null,"2024-06-04",null,"","https://www.ospel.pl/sites/all/pliki/import/image/podtynk/aria/ecru/gp-2ur_m_27.jpg","27.33.13.0","8536 69 90"]
[227,"GP-2UR/m/33","Gniazdo podwójne moduł bez ramki",23.19,1,"szt","PLN","23%","",4,null,null,null,null,"5907577484224",null,null,"ARIA",null,null,"",null,4,null,"https://www.ospel.pl/sites/all/pliki/import/image/podtynk/aria/czarny/gp-2ur_m_33.jpg","",null,"16A 250V~, IP20, zaciski gwintowe","","",null,null,null,"CZARNY METALIK",null,"0.075 kg","71 mm","71 mm","20 mm",null,null,"2024-06-04",null,"","https://www.ospel.pl/sites/all/pliki/import/image/podtynk/aria/czarny/gp-2ur_m_33.jpg","27.33.13.0","8536 69 90"]
[228,"GP-2UR/m/70","Gniazdo podwójne moduł bez ramki",23.19,1,"szt","PLN","23%","",4,null,null,null,null,"5907577485115",null,null,"ARIA",null,null,"",null,4,null,"https://www.ospel.pl/sites/all/pliki/import/image/podtynk/aria/szary_mat/gp-2ur_m_70.jpg","",null,"16A 250V~, IP20, zaciski gwintowe","","",null,null,null,"SZARY MAT",null,"0.075 kg","71 mm","71 mm","20 mm",null,null,"2024-06-04",null,"","https://www.ospel.pl/sites/all/pliki/import/image/podtynk/aria/szary_mat/gp-2ur_m_70.jpg","27.33.13.0","8536 69 90"]
[229,"GP-2URAZ/m/00","Gniazdo podwójne z uziemieniem moduł bez ramki",17.07,1,"szt","PLN","23%","",10,null,null,null,null,"5906729004426",null,null,"ARIA",null,null,"",null,10,null,"https://www.ospel.pl/sites/all/pliki/import/image/podtynk/aria/bialy/gp-2urz_m_00.jpg","",null,"16A/250~, IP-20, do ramek linii Prestige","","",null,null,null,"BIAŁY",null,"","71 mm","71 mm","20 mm",null,null,"2024-06-04",null,"","https://www.ospel.pl/sites/all/pliki/import/image/podtynk/aria/bialy/gp-2urz_m_00.jpg","27.33.13.0","8536 69 90"]
[230,"GP-2URAZ/m/18","Gniazdo podwójne z uziemieniem moduł bez ramki",26.74,1,"szt","PLN","23%","",4,null,null,null,null,"5906729004433",null,null,"ARIA",null,null,"",null,4,null,"https://www.ospel.pl/sites/all/pliki/import/image/podtynk/aria/srebro/gp-2urz_m_18.jpg","",null,"16A/250~, IP-20, do ramek linii Prestige","","",null,null,null,"SREBRO",null,"","71 mm","71 mm","20 mm",null,null,"2024-06-04",null,"","https://www.ospel.pl/sites/all/pliki/import/image/podtynk/aria/srebro/gp-2urz_m_18.jpg","27.33.13.0","8536 69 90"]
[231,"GP-2URAZ/m/27","Gniazdo podwójne z uziemieniem moduł bez ramki",17.07,1,"szt","PLN","23%","",10,null,null,null,null,"5906729004440",null,null,"ARIA",null,null,"",null,10,null,"https://www.ospel.pl/sites/all/pliki/import/image/podtynk/aria/ecru/gp-2urz_m_27.jpg","",null,"16A/250~, IP-20, do ramek linii Prestige","","",null,null,null,"ECRU",null,"","71 mm","71 mm","20 mm",null,null,"2024-06-04",null,"","https://www.ospel.pl/sites/all/pliki/import/image/podtynk/aria/ecru/gp-2urz_m_27.jpg","27.33.13.0","8536 69 90"]
[232,"GP-2URAZ/m/33","Gniazdo podwójne z uziemieniem moduł bez ramki",26.74,1,"szt","PLN","23%","",4,null,null,null,null,"5906729004457",null,null,"ARIA",null,null,"",null,4,null,"https://www.ospel.pl/sites/all/pliki/import/image/podtynk/aria/czarny/gp-2urz_m_33.jpg","",null,"16A/250~, IP-20, do ramek linii Prestige","","",null,null,null,"CZARNY METALIK",null,"0.0995 kg","71 mm","71 mm","20 mm",null,null,"2024-06-04",null,"","https://www.ospel.pl/sites/all/pliki/import/image/podtynk/aria/czarny/gp-2urz_m_33.jpg","27.33.13.0","8536 69 90"]
[233,"GP-2URAZ/m/70","Gniazdo podwójne z uziemieniem moduł bez ramki",26.74,1,"szt","PLN","23%","",4,null,null,null,null,"5906729004464",null,null,"ARIA",null,null,"",null,4,null,"https://www.ospel.pl/sites/all/pliki/import/image/podtynk/aria/szary_mat/gp-2urz_m_70.jpg","",null,"16A/250~, IP-20, do ramek linii Prestige","","",null,null,null,"SZARY MAT",null,"","71 mm","71 mm","20 mm",null,null,"2024-06-04",null,"","https://www.ospel.pl/sites/all/pliki/import/image/podtynk/aria/szary_mat/gp-2urz_m_70.jpg","27.33.13.0","8536 69 90"]
[234,"GP-2URAZP/m/00","Gniazdo podwójne z uziemieniem z przesłonami torów prądowych, moduł bez ramki",17.920000000000002,1,"szt","PLN","23%","",10,null,null,null,null,"5906729004471",null,null,"ARIA",null,null,"",null,10,null,"https://www.ospel.pl/sites/all/pliki/import/image/podtynk/aria/bialy/gp-2urzp_m_00.jpg","",null,"16A/250~, IP-20, do ramek linii Prestige","","",null,null,null,"BIAŁY",null,"","71 mm","71 mm","20 mm",null,null,"2024-06-04",null,"","https://www.ospel.pl/sites/all/pliki/import/image/podtynk/aria/bialy/gp-2urzp_m_00.jpg","27.33.13.0","8536 69 90"]
[235,"GP-2URAZP/m/18","Gniazdo podwójne z uziemieniem z przesłonami torów prądowych, moduł bez ramki",27.86,1,"szt","PLN","23%","",4,null,null,null,null,"5906729004488",null,null,"ARIA",null,null,"",null,4,null,"https://www.ospel.pl/sites/all/pliki/import/image/podtynk/aria/srebro/gp-2urzp_m_18.jpg","",null,"16A/250~, IP-20, do ramek linii Prestige","","",null,null,null,"SREBRO",null,"","71 mm","71 mm","20 mm",null,null,"2024-06-04",null,"","https://www.ospel.pl/sites/all/pliki/import/image/podtynk/aria/srebro/gp-2urzp_m_18.jpg","27.33.13.0","8536 69 90"]
[236,"GP-2URAZP/m/27","Gniazdo podwójne z uziemieniem z przesłonami torów prądowych, moduł bez ramki",17.920000000000002,1,"szt","PLN","23%","",10,null,null,null,null,"5906729004495",null,null,"ARIA",null,null,"",null,10,null,"https://www.ospel.pl/sites/all/pliki/import/image/podtynk/aria/ecru/gp-2urzp_m_27.jpg","",null,"16A/250~, IP-20, do ramek linii Prestige","","",null,null,null,"ECRU",null,"","71 mm","71 mm","20 mm",null,null,"2024-06-04",null,"","https://www.ospel.pl/sites/all/pliki/import/image/podtynk/aria/ecru/gp-2urzp_m_27.jpg","27.33.13.0","8536 69 90"]
[237,"GP-2URAZP/m/33","Gniazdo podwójne z uziemieniem z przesłonami torów prądowych, moduł bez ramki",27.86,1,"szt","PLN","23%","",4,null,null,null,null,"5906729004501",null,null,"ARIA",null,null,"",null,4,null,"https://www.ospel.pl/sites/all/pliki/import/image/podtynk/aria/czarny/gp-2urzp_m_33.jpg","",null,"16A/250~, IP-20, do ramek linii Prestige","","",null,null,null,"CZARNY METALIK",null,"","71 mm","71 mm","20 mm",null,null,"2024-06-04",null,"","https://www.ospel.pl/sites/all/pliki/import/image/podtynk/aria/czarny/gp-2urzp_m_33.jpg","27.33.13.0","8536 69 90"]
[238,"GP-2URAZP/m/70","Gniazdo podwójne z uziemieniem z przesłonami torów prądowych, moduł bez ramki",27.86,1,"szt","PLN","23%","",4,null,null,null,null,"5906729004518",null,null,"ARIA",null,null,"",null,4,null,"https://www.ospel.pl/sites/all/pliki/import/image/podtynk/aria/szary_mat/gp-2urzp_m_70.jpg","",null,"16A/250~, IP-20, do ramek linii Prestige","","",null,null,null,"SZARY MAT",null,"","71 mm","71 mm","20 mm",null,null,"2024-06-04",null,"","https://www.ospel.pl/sites/all/pliki/import/image/podtynk/aria/szary_mat/gp-2urzp_m_70.jpg","27.33.13.0","8536 69 90"]
[239,"GP-2URZ/m/00","Gniazdo podwójne z uziemieniem moduł bez ramki",17.07,1,"szt","PLN","23%","",10,null,null,null,null,"5907577482398",null,null,"ARIA",null,null,"",null,10,null,"https://www.ospel.pl/sites/all/pliki/import/image/podtynk/aria/bialy/gp-2urz_m_00.jpg","",null,"16A 250V~, IP20, zaciski gwintowe","","",null,null,null,"BIAŁY",null,"0.083 kg","71 mm","71 mm","20 mm",null,null,"2024-06-04",null,"","https://www.ospel.pl/sites/all/pliki/import/image/podtynk/aria/bialy/gp-2urz_m_00.jpg","27.33.13.0","8536 69 90"]
[240,"GP-2URZ/m/18","Gniazdo podwójne z uziemieniem moduł bez ramki",26.74,1,"szt","PLN","23%","",4,null,null,null,null,"5907577483357",null,null,"ARIA",null,null,"",null,4,null,"https://www.ospel.pl/sites/all/pliki/import/image/podtynk/aria/srebro/gp-2urz_m_18.jpg","",null,"16A 250V~, IP20, zaciski gwintowe","","",null,null,null,"SREBRO",null,"0.083 kg","71 mm","71 mm","20 mm",null,null,"2024-06-04",null,"","https://www.ospel.pl/sites/all/pliki/import/image/podtynk/aria/srebro/gp-2urz_m_18.jpg","27.33.13.0","8536 69 90"]
[241,"GP-2URZ/m/27","Gniazdo podwójne z uziemieniem moduł bez ramki",17.07,1,"szt","PLN","23%","",10,null,null,null,null,"5907577492106",null,null,"ARIA",null,null,"",null,10,null,"https://www.ospel.pl/sites/all/pliki/import/image/podtynk/aria/ecru/gp-2urz_m_27.jpg","",null,"16A 250V~, IP20, zaciski gwintowe","","",null,null,null,"ECRU",null,"0.083 kg","71 mm","71 mm","20 mm",null,null,"2024-06-04",null,"","https://www.ospel.pl/sites/all/pliki/import/image/podtynk/aria/ecru/gp-2urz_m_27.jpg","27.33.13.0","8536 69 90"]
[242,"GP-2URZ/m/33","Gniazdo podwójne z uziemieniem moduł bez ramki",26.74,1,"szt","PLN","23%","",4,null,null,null,null,"5907577484248",null,null,"ARIA",null,null,"",null,4,null,"https://www.ospel.pl/sites/all/pliki/import/image/podtynk/aria/czarny/gp-2urz_m_33.jpg","",null,"16A 250V~, IP20, zaciski gwintowe","","",null,null,null,"CZARNY METALIK",null,"0.083 kg","71 mm","71 mm","20 mm",null,null,"2024-06-04",null,"","https://www.ospel.pl/sites/all/pliki/import/image/podtynk/aria/czarny/gp-2urz_m_33.jpg","27.33.13.0","8536 69 90"]
[243,"GP-2URZ/m/70","Gniazdo podwójne z uziemieniem moduł bez ramki",26.74,1,"szt","PLN","23%","",4,null,null,null,null,"5907577485139",null,null,"ARIA",null,null,"",null,4,null,"https://www.ospel.pl/sites/all/pliki/import/image/podtynk/aria/szary_mat/gp-2urz_m_70.jpg","",null,"16A 250V~, IP20, zaciski gwintowe","","",null,null,null,"SZARY MAT",null,"0.083 kg","71 mm","71 mm","20 mm",null,null,"2024-06-04",null,"","https://www.ospel.pl/sites/all/pliki/import/image/podtynk/aria/szary_mat/gp-2urz_m_70.jpg","27.33.13.0","8536 69 90"]
[244,"GP-2URZP/m/00","Gniazdo podwójne z uziemieniem z przesłonami torów prądowych, moduł bez ramki",17.920000000000002,1,"szt","PLN","23%","",10,null,null,null,null,"5907577482404",null,null,"ARIA",null,null,"",null,10,null,"https://www.ospel.pl/sites/all/pliki/import/image/podtynk/aria/bialy/gp-2urzp_m_00.jpg","",null,"16A 250V~, IP20, zaciski gwintowe","","",null,null,null,"BIAŁY",null,"0.085 kg","71 mm","71 mm","20 mm",null,null,"2024-06-04",null,"","https://www.ospel.pl/sites/all/pliki/import/image/podtynk/aria/bialy/gp-2urzp_m_00.jpg","27.33.13.0","8536 69 90"]
[245,"GP-2URZP/m/18","Gniazdo podwójne z uziemieniem z przesłonami torów prądowych, moduł bez ramki",27.86,1,"szt","PLN","23%","",4,null,null,null,null,"5907577483364",null,null,"ARIA",null,null,"",null,4,null,"https://www.ospel.pl/sites/all/pliki/import/image/podtynk/aria/srebro/gp-2urzp_m_18.jpg","",null,"16A 250V~, IP20, zaciski gwintowe","","",null,null,null,"SREBRO",null,"0.085 kg","71 mm","71 mm","20 mm",null,null,"2024-06-04",null,"","https://www.ospel.pl/sites/all/pliki/import/image/podtynk/aria/srebro/gp-2urzp_m_18.jpg","27.33.13.0","8536 69 90"]
[246,"GP-2URZP/m/27","Gniazdo podwójne z uziemieniem z przesłonami torów prądowych, moduł bez ramki",17.920000000000002,1,"szt","PLN","23%","",10,null,null,null,null,"5907577492113",null,null,"ARIA",null,null,"",null,10,null,"https://www.ospel.pl/sites/all/pliki/import/image/podtynk/aria/ecru/gp-2urzp_m_27.jpg","",null,"16A 250V~, IP20, zaciski gwintowe","","",null,null,null,"ECRU",null,"0.085 kg","71 mm","71 mm","20 mm",null,null,"2024-06-04",null,"","https://www.ospel.pl/sites/all/pliki/import/image/podtynk/aria/ecru/gp-2urzp_m_27.jpg","27.33.13.0","8536 69 90"]
[247,"GP-2URZP/m/33","Gniazdo podwójne z uziemieniem z przesłonami torów prądowych, moduł bez ramki",27.86,1,"szt","PLN","23%","",4,null,null,null,null,"5907577484255",null,null,"ARIA",null,null,"",null,4,null,"https://www.ospel.pl/sites/all/pliki/import/image/podtynk/aria/czarny/gp-2urzp_m_33.jpg","",null,"16A 250V~, IP20, zaciski gwintowe","","",null,null,null,"CZARNY METALIK",null,"0.085 kg","71 mm","71 mm","20 mm",null,null,"2024-06-04",null,"","https://www.ospel.pl/sites/all/pliki/import/image/podtynk/aria/czarny/gp-2urzp_m_33.jpg","27.33.13.0","8536 69 90"]
[248,"GP-2URZP/m/70","Gniazdo podwójne z uziemieniem z przesłonami torów prądowych, moduł bez ramki",27.86,1,"szt","PLN","23%","",4,null,null,null,null,"5907577485146",null,null,"ARIA",null,null,"",null,4,null,"https://www.ospel.pl/sites/all/pliki/import/image/podtynk/aria/szary_mat/gp-2urzp_m_70.jpg","",null,"16A 250V~, IP20, zaciski gwintowe","","",null,null,null,"SZARY MAT",null,"0.085 kg","71 mm","71 mm","20 mm",null,null,"2024-06-04",null,"","https://www.ospel.pl/sites/all/pliki/import/image/podtynk/aria/szary_mat/gp-2urzp_m_70.jpg","27.33.13.0","8536 69 90"]
[249,"GP-2US/00","Gniazdo podwójne z uziemieniem schuko kompletne z ramką",23.19,1,"szt","PLN","23%","",5,null,null,null,null,"5907577482411",null,null,"ARIA",null,null,"",null,5,null,"https://www.ospel.pl/sites/all/pliki/import/image/podtynk/aria/bialy/gp-2us_00.jpg","",null,"16A 250V~, IP20, zaciski gwintowe","","",null,null,null,"BIAŁY",null,"","88 mm","82 mm","22 mm",null,null,"2024-06-04",null,"","https://www.ospel.pl/sites/all/pliki/import/image/podtynk/aria/bialy/gp-2us_00.jpg","27.33.13.0","8536 69 90"]
[250,"GP-2US/18","Gniazdo podwójne z uziemieniem schuko kompletne z ramką",32.28,1,"szt","PLN","23%","",5,null,null,null,null,"5907577483371",null,null,"ARIA",null,null,"",null,5,null,"https://www.ospel.pl/sites/all/pliki/import/image/podtynk/aria/srebro/gp-2us_18.jpg","",null,"16A 250V~, IP20, zaciski gwintowe","","",null,null,null,"SREBRO",null,"","88 mm","82 mm","22 mm",null,null,"2024-06-04",null,"","https://www.ospel.pl/sites/all/pliki/import/image/podtynk/aria/srebro/gp-2us_18.jpg","27.33.13.0","8536 69 90"]
[251,"GP-2US/27","Gniazdo podwójne z uziemieniem schuko kompletne z ramką",23.19,1,"szt","PLN","23%","",5,null,null,null,null,"5907577492120",null,null,"ARIA",null,null,"",null,5,null,"https://www.ospel.pl/sites/all/pliki/import/image/podtynk/aria/ecru/gp-2us_27.jpg","",null,"16A 250V~, IP20, zaciski gwintowe","","",null,null,null,"ECRU",null,"","88 mm","82 mm","22 mm",null,null,"2024-06-04",null,"","https://www.ospel.pl/sites/all/pliki/import/image/podtynk/aria/ecru/gp-2us_27.jpg","27.33.13.0","8536 69 90"]
[252,"GP-2US/33","Gniazdo podwójne z uziemieniem schuko kompletne z ramką",32.28,1,"szt","PLN","23%","",5,null,null,null,null,"5907577484262",null,null,"ARIA",null,null,"",null,5,null,"https://www.ospel.pl/sites/all/pliki/import/image/podtynk/aria/czarny/gp-2us_33.jpg","",null,"16A 250V~, IP20, zaciski gwintowe","","",null,null,null,"CZARNY METALIK",null,"","88 mm","82 mm","22 mm",null,null,"2024-06-04",null,"","https://www.ospel.pl/sites/all/pliki/import/image/podtynk/aria/czarny/gp-2us_33.jpg","27.33.13.0","8536 69 90"]
[253,"GP-2US/70","Gniazdo podwójne z uziemieniem schuko kompletne z ramką",32.28,1,"szt","PLN","23%","",5,null,null,null,null,"5907577485153",null,null,"ARIA",null,null,"",null,5,null,"https://www.ospel.pl/sites/all/pliki/import/image/podtynk/aria/szary_mat/gp-2us_70.jpg","",null,"16A 250V~, IP20, zaciski gwintowe","","",null,null,null,"SZARY MAT",null,"","88 mm","82 mm","22 mm",null,null,"2024-06-04",null,"","https://www.ospel.pl/sites/all/pliki/import/image/podtynk/aria/szary_mat/gp-2us_70.jpg","27.33.13.0","8536 69 90"]
[254,"GP-2USP/00","Gniazdo podwójne z uziemieniem schuko z przesłonami torów prądowych, kompletne z ramką",25.03,1,"szt","PLN","23%","",5,null,null,null,null,"5907577482428",null,null,"ARIA",null,null,"",null,5,null,"https://www.ospel.pl/sites/all/pliki/import/image/podtynk/aria/bialy/gp-2usp_00.jpg","",null,"16A 250V~, IP20, zaciski gwintowe","","",null,null,null,"BIAŁY",null,"","88 mm","82 mm","22 mm",null,null,"2024-06-04",null,"","https://www.ospel.pl/sites/all/pliki/import/image/podtynk/aria/bialy/gp-2usp_00.jpg","27.33.13.0","8536 69 90"]
[255,"GP-2USP/18","Gniazdo podwójne z uziemieniem schuko z przesłonami torów prądowych, kompletne z ramką",33.619999999999997,1,"szt","PLN","23%","",5,null,null,null,null,"5907577483388",null,null,"ARIA",null,null,"",null,5,null,"https://www.ospel.pl/sites/all/pliki/import/image/podtynk/aria/srebro/gp-2usp_18.jpg","",null,"16A 250V~, IP20, zaciski gwintowe","","",null,null,null,"SREBRO",null,"","88 mm","82 mm","22 mm",null,null,"2024-06-04",null,"","https://www.ospel.pl/sites/all/pliki/import/image/podtynk/aria/srebro/gp-2usp_18.jpg","27.33.13.0","8536 69 90"]
[256,"GP-2USP/27","Gniazdo podwójne z uziemieniem schuko z przesłonami torów prądowych, kompletne z ramką",25.03,1,"szt","PLN","23%","",5,null,null,null,null,"5907577492137",null,null,"ARIA",null,null,"",null,5,null,"https://www.ospel.pl/sites/all/pliki/import/image/podtynk/aria/ecru/gp-2usp_27.jpg","",null,"16A 250V~, IP20, zaciski gwintowe","","",null,null,null,"ECRU",null,"","88 mm","82 mm","22 mm",null,null,"2024-06-04",null,"","https://www.ospel.pl/sites/all/pliki/import/image/podtynk/aria/ecru/gp-2usp_27.jpg","27.33.13.0","8536 69 90"]
[257,"GP-2USP/33","Gniazdo podwójne z uziemieniem schuko z przesłonami torów prądowych, kompletne z ramką",33.619999999999997,1,"szt","PLN","23%","",5,null,null,null,null,"5907577484279",null,null,"ARIA",null,null,"",null,5,null,"https://www.ospel.pl/sites/all/pliki/import/image/podtynk/aria/czarny/gp-2usp_33.jpg","",null,"16A 250V~, IP20, zaciski gwintowe","","",null,null,null,"CZARNY METALIK",null,"","88 mm","82 mm","22 mm",null,null,"2024-06-04",null,"","https://www.ospel.pl/sites/all/pliki/import/image/podtynk/aria/czarny/gp-2usp_33.jpg","27.33.13.0","8536 69 90"]
[258,"GP-2USP/70","Gniazdo podwójne z uziemieniem schuko z przesłonami torów prądowych, kompletne z ramką",33.619999999999997,1,"szt","PLN","23%","",5,null,null,null,null,"5907577485160",null,null,"ARIA",null,null,"",null,5,null,"https://www.ospel.pl/sites/all/pliki/import/image/podtynk/aria/szary_mat/gp-2usp_70.jpg","",null,"16A 250V~, IP20, zaciski gwintowe","","",null,null,null,"SZARY MAT",null,"","88 mm","82 mm","22 mm",null,null,"2024-06-04",null,"","https://www.ospel.pl/sites/all/pliki/import/image/podtynk/aria/szary_mat/gp-2usp_70.jpg","27.33.13.0","8536 69 90"]
[259,"GP-2UZ/00","Gniazdo podwójne z uziemieniem kompletne z ramką",19.760000000000002,1,"szt","PLN","23%","",10,null,null,null,null,"5907577482350",null,null,"ARIA",null,null,"",null,10,null,"https://www.ospel.pl/sites/all/pliki/import/image/podtynk/aria/bialy/gp-2uz_00.jpg","",null,"16A 250V~, IP20, zaciski gwintowe","","",null,null,null,"BIAŁY",null,"0.092 kg","82 mm","82 mm","27 mm",null,null,"2024-06-04",null,"","https://www.ospel.pl/sites/all/pliki/import/image/podtynk/aria/bialy/gp-2uz_00.jpg","27.33.13.0","8536 69 90"]
[260,"GP-2UZ/18","Gniazdo podwójne z uziemieniem kompletne z ramką",30.8,1,"szt","PLN","23%","",4,null,null,null,null,"5907577483319",null,null,"ARIA",null,null,"",null,4,null,"https://www.ospel.pl/sites/all/pliki/import/image/podtynk/aria/srebro/gp-2uz_18.jpg","",null,"16A 250V~, IP20, zaciski gwintowe","","",null,null,null,"SREBRO",null,"0.092 kg","82 mm","82 mm","27 mm",null,null,"2024-06-04",null,"","https://www.ospel.pl/sites/all/pliki/import/image/podtynk/aria/srebro/gp-2uz_18.jpg","27.33.13.0","8536 69 90"]
[261,"GP-2UZ/27","Gniazdo podwójne z uziemieniem kompletne z ramką",19.760000000000002,1,"szt","PLN","23%","",10,null,null,null,null,"5907577492069",null,null,"ARIA",null,null,"",null,10,null,"https://www.ospel.pl/sites/all/pliki/import/image/podtynk/aria/ecru/gp-2uz_27.jpg","",null,"16A 250V~, IP20, zaciski gwintowe","","",null,null,null,"ECRU",null,"0.092 kg","82 mm","82 mm","27 mm",null,null,"2024-06-04",null,"","https://www.ospel.pl/sites/all/pliki/import/image/podtynk/aria/ecru/gp-2uz_27.jpg","27.33.13.0","8536 69 90"]
[262,"GP-2UZ/33","Gniazdo podwójne z uziemieniem kompletne z ramką",30.8,1,"szt","PLN","23%","",4,null,null,null,null,"5907577484200",null,null,"ARIA",null,null,"",null,4,null,"https://www.ospel.pl/sites/all/pliki/import/image/podtynk/aria/czarny/gp-2uz_33.jpg","",null,"16A 250V~, IP20, zaciski gwintowe","","",null,null,null,"CZARNY METALIK",null,"0.092 kg","82 mm","82 mm","27 mm",null,null,"2024-06-04",null,"","https://www.ospel.pl/sites/all/pliki/import/image/podtynk/aria/czarny/gp-2uz_33.jpg","27.33.13.0","8536 69 90"]
[263,"GP-2UZ/70","Gniazdo podwójne z uziemieniem kompletne z ramką",30.8,1,"szt","PLN","23%","",4,null,null,null,null,"5907577485092",null,null,"ARIA",null,null,"",null,4,null,"https://www.ospel.pl/sites/all/pliki/import/image/podtynk/aria/szary_mat/gp-2uz_70.jpg","",null,"16A 250V~, IP20, zaciski gwintowe","","",null,null,null,"SZARY MAT",null,"0.092 kg","82 mm","82 mm","27 mm",null,null,"2024-06-04",null,"","https://www.ospel.pl/sites/all/pliki/import/image/podtynk/aria/szary_mat/gp-2uz_70.jpg","27.33.13.0","8536 69 90"]
[264,"GP-2UZP/00","Gniazdo podwójne z uziemieniem z przesłonami torów prądowych, kompletne z ramką",21.35,1,"szt","PLN","23%","",10,null,null,null,null,"5907577482367",null,null,"ARIA",null,null,"",null,10,null,"https://www.ospel.pl/sites/all/pliki/import/image/podtynk/aria/bialy/gp-2uzp_00.jpg","",null,"16A 250V~, IP20, zaciski gwintowe","","",null,null,null,"BIAŁY",null,"0.094 kg","82 mm","82 mm","27 mm",null,null,"2024-06-04",null,"","https://www.ospel.pl/sites/all/pliki/import/image/podtynk/aria/bialy/gp-2uzp_00.jpg","27.33.13.0","8536 69 90"]
[265,"GP-2UZP/18","Gniazdo podwójne z uziemieniem z przesłonami torów prądowych, kompletne z ramką",31.91,1,"szt","PLN","23%","",4,null,null,null,null,"5907577483326",null,null,"ARIA",null,null,"",null,4,null,"https://www.ospel.pl/sites/all/pliki/import/image/podtynk/aria/srebro/gp-2uzp_18.jpg","",null,"16A 250V~, IP20, zaciski gwintowe","","",null,null,null,"SREBRO",null,"0.094 kg","82 mm","82 mm","27 mm",null,null,"2024-06-04",null,"","https://www.ospel.pl/sites/all/pliki/import/image/podtynk/aria/srebro/gp-2uzp_18.jpg","27.33.13.0","8536 69 90"]
[266,"GP-2UZP/27","Gniazdo podwójne z uziemieniem z przesłonami torów prądowych, kompletne z ramką",21.35,1,"szt","PLN","23%","",10,null,null,null,null,"5907577492076",null,null,"ARIA",null,null,"",null,10,null,"https://www.ospel.pl/sites/all/pliki/import/image/podtynk/aria/ecru/gp-2uzp_27.jpg","",null,"16A 250V~, IP20, zaciski gwintowe","","",null,null,null,"ECRU",null,"0.094 kg","82 mm","82 mm","27 mm",null,null,"2024-06-04",null,"","https://www.ospel.pl/sites/all/pliki/import/image/podtynk/aria/ecru/gp-2uzp_27.jpg","27.33.13.0","8536 69 90"]
[267,"GP-2UZP/33","Gniazdo podwójne z uziemieniem z przesłonami torów prądowych, kompletne z ramką",31.91,1,"szt","PLN","23%","",4,null,null,null,null,"5907577484217",null,null,"ARIA",null,null,"",null,4,null,"https://www.ospel.pl/sites/all/pliki/import/image/podtynk/aria/czarny/gp-2uzp_33.jpg","",null,"16A 250V~, IP20, zaciski gwintowe","","",null,null,null,"CZARNY METALIK",null,"0.094 kg","82 mm","82 mm","27 mm",null,null,"2024-06-04",null,"","https://www.ospel.pl/sites/all/pliki/import/image/podtynk/aria/czarny/gp-2uzp_33.jpg","27.33.13.0","8536 69 90"]
[268,"GP-2UZP/70","Gniazdo podwójne z uziemieniem z przesłonami torów prądowych, kompletne z ramką",31.91,1,"szt","PLN","23%","",4,null,null,null,null,"5907577485108",null,null,"ARIA",null,null,"",null,4,null,"https://www.ospel.pl/sites/all/pliki/import/image/podtynk/aria/szary_mat/gp-2uzp_70.jpg","",null,"16A 250V~, IP20, zaciski gwintowe","","",null,null,null,"SZARY MAT",null,"0.094 kg","82 mm","82 mm","27 mm",null,null,"2024-06-04",null,"","https://www.ospel.pl/sites/all/pliki/import/image/podtynk/aria/szary_mat/gp-2uzp_70.jpg","27.33.13.0","8536 69 90"]
[269,"GP-3U/m/00","Gniazdo potrójne EURO",17.53,1,"szt","PLN","23%","",10,null,null,null,null,"5907577482435",null,null,"ARIA",null,null,"",null,10,null,"https://www.ospel.pl/sites/all/pliki/import/image/podtynk/aria/bialy/gp-3u_m_00.jpg","",null,"2,5A 250V~, IP20, zaciski gwintowe","","",null,null,null,"BIAŁY",null,"0.070 kg","71 mm","71 mm","26 mm",null,null,"2024-06-04",null,"","https://www.ospel.pl/sites/all/pliki/import/image/podtynk/aria/bialy/gp-3u_m_00.jpg","27.33.13.0","8536 69 90"]
[270,"GP-3U/m/18","Gniazdo potrójne EURO",24.67,1,"szt","PLN","23%","",4,null,null,null,null,"5907577483395",null,null,"ARIA",null,null,"",null,4,null,"https://www.ospel.pl/sites/all/pliki/import/image/podtynk/aria/srebro/gp-3u_m_18.jpg","",null,"2,5A 250V~, IP20, zaciski gwintowe","","",null,null,null,"SREBRO",null,"0.070 kg","71 mm","71 mm","26 mm",null,null,"2024-06-04",null,"","https://www.ospel.pl/sites/all/pliki/import/image/podtynk/aria/srebro/gp-3u_m_18.jpg","27.33.13.0","8536 69 90"]
[271,"GP-3U/m/27","Gniazdo potrójne EURO",17.53,1,"szt","PLN","23%","",10,null,null,null,null,"5907577492144",null,null,"ARIA",null,null,"",null,10,null,"https://www.ospel.pl/sites/all/pliki/import/image/podtynk/aria/ecru/gp-3u_m_27.jpg","",null,"2,5A 250V~, IP20, zaciski gwintowe","","",null,null,null,"ECRU",null,"0.070 kg","71 mm","71 mm","26 mm",null,null,"2024-06-04",null,"","https://www.ospel.pl/sites/all/pliki/import/image/podtynk/aria/ecru/gp-3u_m_27.jpg","27.33.13.0","8536 69 90"]
[272,"GP-3U/m/33","Gniazdo potrójne EURO",24.67,1,"szt","PLN","23%","",4,null,null,null,null,"5907577484286",null,null,"ARIA",null,null,"",null,4,null,"https://www.ospel.pl/sites/all/pliki/import/image/podtynk/aria/czarny/gp-3u_m_33.jpg","",null,"2,5A 250V~, IP20, zaciski gwintowe","","",null,null,null,"CZARNY METALIK",null,"0.070 kg","71 mm","71 mm","26 mm",null,null,"2024-06-04",null,"","https://www.ospel.pl/sites/all/pliki/import/image/podtynk/aria/czarny/gp-3u_m_33.jpg","27.33.13.0","8536 69 90"]
[273,"GP-3U/m/70","Gniazdo potrójne EURO",24.67,1,"szt","PLN","23%","",4,null,null,null,null,"5907577485177",null,null,"ARIA",null,null,"",null,4,null,"https://www.ospel.pl/sites/all/pliki/import/image/podtynk/aria/szary_mat/gp-3u_m_70.jpg","",null,"2,5A 250V~, IP20, zaciski gwintowe","","",null,null,null,"SZARY MAT",null,"0.070 kg","71 mm","71 mm","26 mm",null,null,"2024-06-04",null,"","https://www.ospel.pl/sites/all/pliki/import/image/podtynk/aria/szary_mat/gp-3u_m_70.jpg","27.33.13.0","8536 69 90"]
[274,"GP-3UP/m/00","Gniazdo potrójne EURO z przesłonami torów prądowych",19.53,1,"szt","PLN","23%","",10,null,null,null,null,"5907577485856",null,null,"ARIA",null,null,"",null,10,null,"https://www.ospel.pl/sites/all/pliki/import/image/podtynk/aria/bialy/gp-3up_m_00.jpg","",null,"2,5A 250V~, IP20, zaciski gwintowe","","",null,null,null,"BIAŁY",null,"0.072 kg","71 mm","71 mm","26 mm",null,null,"2024-06-04",null,"","https://www.ospel.pl/sites/all/pliki/import/image/podtynk/aria/bialy/gp-3up_m_00.jpg","27.33.13.0","8536 69 90"]
[275,"GP-3UP/m/18","Gniazdo potrójne EURO z przesłonami torów prądowych",26.26,1,"szt","PLN","23%","",4,null,null,null,null,"5907577485863",null,null,"ARIA",null,null,"",null,4,null,"https://www.ospel.pl/sites/all/pliki/import/image/podtynk/aria/srebro/gp-3up_m_18.jpg","",null,"2,5A 250V~, IP20, zaciski gwintowe","","",null,null,null,"SREBRO",null,"0.072 kg","71 mm","71 mm","26 mm",null,null,"2024-06-04",null,"","https://www.ospel.pl/sites/all/pliki/import/image/podtynk/aria/srebro/gp-3up_m_18.jpg","27.33.13.0","8536 69 90"]
[276,"GP-3UP/m/27","Gniazdo potrójne EURO z przesłonami torów prądowych",19.53,1,"szt","PLN","23%","",10,null,null,null,null,"5907577492687",null,null,"ARIA",null,null,"",null,10,null,"https://www.ospel.pl/sites/all/pliki/import/image/podtynk/aria/ecru/gp-3up_m_27.jpg","",null,"2,5A 250V~, IP20, zaciski gwintowe","","",null,null,null,"ECRU",null,"0.072 kg","71 mm","71 mm","26 mm",null,null,"2024-06-04",null,"","https://www.ospel.pl/sites/all/pliki/import/image/podtynk/aria/ecru/gp-3up_m_27.jpg","27.33.13.0","8536 69 90"]
[277,"GP-3UP/m/33","Gniazdo potrójne EURO z przesłonami torów prądowych",26.26,1,"szt","PLN","23%","",4,null,null,null,null,"5907577485870",null,null,"ARIA",null,null,"",null,4,null,"https://www.ospel.pl/sites/all/pliki/import/image/podtynk/aria/czarny/gp-3up_m_33.jpg","",null,"2,5A 250V~, IP20, zaciski gwintowe","","",null,null,null,"CZARNY METALIK",null,"0.072 kg","71 mm","71 mm","26 mm",null,null,"2024-06-04",null,"","https://www.ospel.pl/sites/all/pliki/import/image/podtynk/aria/czarny/gp-3up_m_33.jpg","27.33.13.0","8536 69 90"]
[278,"GP-3UP/m/70","Gniazdo potrójne EURO z przesłonami torów prądowych",26.26,1,"szt","PLN","23%","",4,null,null,null,null,"5907577485887",null,null,"ARIA",null,null,"",null,4,null,"https://www.ospel.pl/sites/all/pliki/import/image/podtynk/aria/szary_mat/gp-3up_m_70.jpg","",null,"2,5A 250V~, IP20, zaciski gwintowe","","",null,null,null,"SZARY MAT",null,"0.072 kg","71 mm","71 mm","26 mm",null,null,"2024-06-04",null,"","https://www.ospel.pl/sites/all/pliki/import/image/podtynk/aria/szary_mat/gp-3up_m_70.jpg","27.33.13.0","8536 69 90"]
[279,"GPA-10UP/m/00","Gniazdo RTV przelotowe 10-dB",55.68,1,"szt","PLN","23%","",10,null,null,null,null,"5907577482459",null,null,"ARIA",null,null,"",null,10,null,"https://www.ospel.pl/sites/all/pliki/import/image/podtynk/aria/bialy/gpa-10up_m_00.jpg","",null,"Współczynnik tłumienia 10dB","","",null,null,null,"BIAŁY",null,"0.105 kg","71 mm","71 mm","25 mm",null,null,"2024-06-04",null,"","https://www.ospel.pl/sites/all/pliki/import/image/podtynk/aria/bialy/gpa-10up_m_00.jpg","26.40.52.0","8517 18 00"]
[280,"GPA-10UP/m/18","Gniazdo RTV przelotowe 10-dB",65.290000000000006,1,"szt","PLN","23%","",4,null,null,null,null,"5907577483418",null,null,"ARIA",null,null,"",null,4,null,"https://www.ospel.pl/sites/all/pliki/import/image/podtynk/aria/srebro/gpa-10up_m_18.jpg","",null,"Współczynnik tłumienia 10dB","","",null,null,null,"SREBRO",null,"0.105 kg","71 mm","71 mm","25 mm",null,null,"2024-06-04",null,"","https://www.ospel.pl/sites/all/pliki/import/image/podtynk/aria/srebro/gpa-10up_m_18.jpg","26.40.52.0","8517 18 00"]
[281,"GPA-10UP/m/27","Gniazdo RTV przelotowe 10-dB",55.68,1,"szt","PLN","23%","",10,null,null,null,null,"5907577492168",null,null,"ARIA",null,null,"",null,10,null,"https://www.ospel.pl/sites/all/pliki/import/image/podtynk/aria/ecru/gpa-10up_m_27.jpg","",null,"Współczynnik tłumienia 10dB","","",null,null,null,"ECRU",null,"0.105 kg","71 mm","71 mm","25 mm",null,null,"2024-06-04",null,"","https://www.ospel.pl/sites/all/pliki/import/image/podtynk/aria/ecru/gpa-10up_m_27.jpg","26.40.52.0","8517 18 00"]
[282,"GPA-10UP/m/33","Gniazdo RTV przelotowe 10-dB",65.290000000000006,1,"szt","PLN","23%","",4,null,null,null,null,"5907577484309",null,null,"ARIA",null,null,"",null,4,null,"https://www.ospel.pl/sites/all/pliki/import/image/podtynk/aria/czarny/gpa-10up_m_33.jpg","",null,"Współczynnik tłumienia 10dB","","",null,null,null,"CZARNY METALIK",null,"0.105 kg","71 mm","71 mm","25 mm",null,null,"2024-06-04",null,"","https://www.ospel.pl/sites/all/pliki/import/image/podtynk/aria/czarny/gpa-10up_m_33.jpg","26.40.52.0","8517 18 00"]
[283,"GPA-10UP/m/70","Gniazdo RTV przelotowe 10-dB",65.290000000000006,1,"szt","PLN","23%","",4,null,null,null,null,"5907577485191",null,null,"ARIA",null,null,"",null,4,null,"https://www.ospel.pl/sites/all/pliki/import/image/podtynk/aria/szary_mat/gpa-10up_m_70.jpg","",null,"Współczynnik tłumienia 10dB","","",null,null,null,"SZARY MAT",null,"0.105 kg","71 mm","71 mm","25 mm",null,null,"2024-06-04",null,"","https://www.ospel.pl/sites/all/pliki/import/image/podtynk/aria/szary_mat/gpa-10up_m_70.jpg","26.40.52.0","8517 18 00"]
[284,"GPA-10UPZ/m/00","Gniazdo RTV zakończeniowe 10-dB",55.68,1,"szt","PLN","23%","",10,null,null,null,null,"5907577482466",null,null,"ARIA",null,null,"",null,10,null,"https://www.ospel.pl/sites/all/pliki/import/image/podtynk/aria/bialy/gpa-10up_m_00.jpg","",null,"Współczynnik tłumienia 10dB","","",null,null,null,"BIAŁY",null,"0.105 kg","71 mm","71 mm","25 mm",null,null,"2024-06-04",null,"","https://www.ospel.pl/sites/all/pliki/import/image/podtynk/aria/bialy/gpa-10up_m_00.jpg","26.40.52.0","8517 18 00"]
[285,"GPA-10UPZ/m/18","Gniazdo RTV zakończeniowe 10-dB",65.290000000000006,1,"szt","PLN","23%","",4,null,null,null,null,"5907577483425",null,null,"ARIA",null,null,"",null,4,null,"https://www.ospel.pl/sites/all/pliki/import/image/podtynk/aria/srebro/gpa-10up_m_18.jpg","",null,"Współczynnik tłumienia 10dB","","",null,null,null,"SREBRO",null,"0.105 kg","71 mm","71 mm","25 mm",null,null,"2024-06-04",null,"","https://www.ospel.pl/sites/all/pliki/import/image/podtynk/aria/srebro/gpa-10up_m_18.jpg","26.40.52.0","8517 18 00"]
[286,"GPA-10UPZ/m/27","Gniazdo RTV zakończeniowe 10-dB",55.68,1,"szt","PLN","23%","",10,null,null,null,null,"5907577492175",null,null,"ARIA",null,null,"",null,10,null,"https://www.ospel.pl/sites/all/pliki/import/image/podtynk/aria/ecru/gpa-10up_m_27.jpg","",null,"Współczynnik tłumienia 10dB","","",null,null,null,"ECRU",null,"0.105 kg","71 mm","71 mm","25 mm",null,null,"2024-06-04",null,"","https://www.ospel.pl/sites/all/pliki/import/image/podtynk/aria/ecru/gpa-10up_m_27.jpg","26.40.52.0","8517 18 00"]
[287,"GPA-10UPZ/m/33","Gniazdo RTV zakończeniowe 10-dB",65.290000000000006,1,"szt","PLN","23%","",4,null,null,null,null,"5907577484316",null,null,"ARIA",null,null,"",null,4,null,"https://www.ospel.pl/sites/all/pliki/import/image/podtynk/aria/czarny/gpa-10up_m_33.jpg","",null,"Współczynnik tłumienia 10dB","","",null,null,null,"CZARNY METALIK",null,"0.105 kg","71 mm","71 mm","25 mm",null,null,"2024-06-04",null,"","https://www.ospel.pl/sites/all/pliki/import/image/podtynk/aria/czarny/gpa-10up_m_33.jpg","26.40.52.0","8517 18 00"]
[288,"GPA-10UPZ/m/70","Gniazdo RTV zakończeniowe 10-dB",65.290000000000006,1,"szt","PLN","23%","",4,null,null,null,null,"5907577485207",null,null,"ARIA",null,null,"",null,4,null,"https://www.ospel.pl/sites/all/pliki/import/image/podtynk/aria/szary_mat/gpa-10up_m_70.jpg","",null,"Współczynnik tłumienia 10dB","","",null,null,null,"SZARY MAT",null,"0.105 kg","71 mm","71 mm","25 mm",null,null,"2024-06-04",null,"","https://www.ospel.pl/sites/all/pliki/import/image/podtynk/aria/szary_mat/gpa-10up_m_70.jpg","26.40.52.0","8517 18 00"]
[289,"GPA-14UP/m/00","Gniazdo RTV przelotowe 14-dB",55.68,1,"szt","PLN","23%","",10,null,null,null,null,"5907577482473",null,null,"ARIA",null,null,"",null,10,null,"https://www.ospel.pl/sites/all/pliki/import/image/podtynk/aria/bialy/gpa-10up_m_00.jpg","",null,"Współczynnik tłumienia 14dB","","",null,null,null,"BIAŁY",null,"0.105 kg","71 mm","71 mm","25 mm",null,null,"2024-06-04",null,"","https://www.ospel.pl/sites/all/pliki/import/image/podtynk/aria/bialy/gpa-10up_m_00.jpg","26.40.52.0","8517 18 00"]
[290,"GPA-14UP/m/18","Gniazdo RTV przelotowe 14-dB",65.290000000000006,1,"szt","PLN","23%","",4,null,null,null,null,"5907577483432",null,null,"ARIA",null,null,"",null,4,null,"https://www.ospel.pl/sites/all/pliki/import/image/podtynk/aria/srebro/gpa-10up_m_18.jpg","",null,"Współczynnik tłumienia 14dB","","",null,null,null,"SREBRO",null,"0.105 kg","71 mm","71 mm","25 mm",null,null,"2024-06-04",null,"","https://www.ospel.pl/sites/all/pliki/import/image/podtynk/aria/srebro/gpa-10up_m_18.jpg","26.40.52.0","8517 18 00"]
[291,"GPA-14UP/m/27","Gniazdo RTV przelotowe 14-dB",55.68,1,"szt","PLN","23%","",10,null,null,null,null,"5907577492182",null,null,"ARIA",null,null,"",null,10,null,"https://www.ospel.pl/sites/all/pliki/import/image/podtynk/aria/ecru/gpa-10up_m_27.jpg","",null,"Współczynnik tłumienia 14dB","","",null,null,null,"ECRU",null,"0.105 kg","71 mm","71 mm","25 mm",null,null,"2024-06-04",null,"","https://www.ospel.pl/sites/all/pliki/import/image/podtynk/aria/ecru/gpa-10up_m_27.jpg","26.40.52.0","8517 18 00"]
[292,"GPA-14UP/m/33","Gniazdo RTV przelotowe 14-dB",65.290000000000006,1,"szt","PLN","23%","",4,null,null,null,null,"5907577484323",null,null,"ARIA",null,null,"",null,4,null,"https://www.ospel.pl/sites/all/pliki/import/image/podtynk/aria/czarny/gpa-10up_m_33.jpg","",null,"Współczynnik tłumienia 14dB","","",null,null,null,"CZARNY METALIK",null,"0.105 kg","71 mm","71 mm","25 mm",null,null,"2024-06-04",null,"","https://www.ospel.pl/sites/all/pliki/import/image/podtynk/aria/czarny/gpa-10up_m_33.jpg","26.40.52.0","8517 18 00"]
[293,"GPA-14UP/m/70","Gniazdo RTV przelotowe 14-dB",65.290000000000006,1,"szt","PLN","23%","",4,null,null,null,null,"5907577485214",null,null,"ARIA",null,null,"",null,4,null,"https://www.ospel.pl/sites/all/pliki/import/image/podtynk/aria/szary_mat/gpa-10up_m_70.jpg","",null,"Współczynnik tłumienia 14dB","","",null,null,null,"SZARY MAT",null,"0.105 kg","71 mm","71 mm","25 mm",null,null,"2024-06-04",null,"","https://www.ospel.pl/sites/all/pliki/import/image/podtynk/aria/szary_mat/gpa-10up_m_70.jpg","26.40.52.0","8517 18 00"]
[294,"GPA-16UP/m/00","Gniazdo RTV przelotowe 16-dB",55.68,1,"szt","PLN","23%","",10,null,null,null,null,"5907577482480",null,null,"ARIA",null,null,"",null,10,null,"https://www.ospel.pl/sites/all/pliki/import/image/podtynk/aria/bialy/gpa-10up_m_00.jpg","",null,"Współczynnik tłumienia 16dB","","",null,null,null,"BIAŁY",null,"0.105 kg","71 mm","71 mm","25 mm",null,null,"2024-06-04",null,"","https://www.ospel.pl/sites/all/pliki/import/image/podtynk/aria/bialy/gpa-10up_m_00.jpg","26.40.52.0","8517 18 00"]
[295,"GPA-16UP/m/18","Gniazdo RTV przelotowe 16-dB",65.290000000000006,1,"szt","PLN","23%","",4,null,null,null,null,"5907577483449",null,null,"ARIA",null,null,"",null,4,null,"https://www.ospel.pl/sites/all/pliki/import/image/podtynk/aria/srebro/gpa-10up_m_18.jpg","",null,"Współczynnik tłumienia 16dB","","",null,null,null,"SREBRO",null,"0.105 kg","71 mm","71 mm","25 mm",null,null,"2024-06-04",null,"","https://www.ospel.pl/sites/all/pliki/import/image/podtynk/aria/srebro/gpa-10up_m_18.jpg","26.40.52.0","8517 18 00"]
[296,"GPA-16UP/m/27","Gniazdo RTV przelotowe 16-dB",55.68,1,"szt","PLN","23%","",10,null,null,null,null,"5907577492199",null,null,"ARIA",null,null,"",null,10,null,"https://www.ospel.pl/sites/all/pliki/import/image/podtynk/aria/ecru/gpa-10up_m_27.jpg","",null,"Współczynnik tłumienia 16dB","","",null,null,null,"ECRU",null,"0.105 kg","71 mm","71 mm","25 mm",null,null,"2024-06-04",null,"","https://www.ospel.pl/sites/all/pliki/import/image/podtynk/aria/ecru/gpa-10up_m_27.jpg","26.40.52.0","8517 18 00"]
[297,"GPA-16UP/m/33","Gniazdo RTV przelotowe 16-dB",65.290000000000006,1,"szt","PLN","23%","",4,null,null,null,null,"5907577484330",null,null,"ARIA",null,null,"",null,4,null,"https://www.ospel.pl/sites/all/pliki/import/image/podtynk/aria/czarny/gpa-10up_m_33.jpg","",null,"Współczynnik tłumienia 16dB","","",null,null,null,"CZARNY METALIK",null,"0.105 kg","71 mm","71 mm","25 mm",null,null,"2024-06-04",null,"","https://www.ospel.pl/sites/all/pliki/import/image/podtynk/aria/czarny/gpa-10up_m_33.jpg","26.40.52.0","8517 18 00"]
[298,"GPA-16UP/m/70","Gniazdo RTV przelotowe 16-dB",65.290000000000006,1,"szt","PLN","23%","",4,null,null,null,null,"5907577485221",null,null,"ARIA",null,null,"",null,4,null,"https://www.ospel.pl/sites/all/pliki/import/image/podtynk/aria/szary_mat/gpa-10up_m_70.jpg","",null,"Współczynnik tłumienia 16dB","","",null,null,null,"SZARY MAT",null,"0.105 kg","71 mm","71 mm","25 mm",null,null,"2024-06-04",null,"","https://www.ospel.pl/sites/all/pliki/import/image/podtynk/aria/szary_mat/gpa-10up_m_70.jpg","26.40.52.0","8517 18 00"]
[299,"GPA-1UF/m/00","Gniazdo antenowe typu F pojedyncze",23.61,1,"szt","PLN","23%","",10,null,null,null,null,"5907577482541",null,null,"ARIA",null,null,"",null,10,null,"https://www.ospel.pl/sites/all/pliki/import/image/podtynk/aria/bialy/gpa-1uf_m_00.jpg","",null,"","","",null,null,null,"BIAŁY",null,"0.060 kg","71 mm","71 mm","22 mm",null,null,"2024-06-04",null,"","https://www.ospel.pl/sites/all/pliki/import/image/podtynk/aria/bialy/gpa-1uf_m_00.jpg","26.40.52.0","8517 18 00"]
[300,"GPA-1UF/m/18","Gniazdo antenowe typu F pojedyncze",27.78,1,"szt","PLN","23%","",4,null,null,null,null,"5907577483500",null,null,"ARIA",null,null,"",null,4,null,"https://www.ospel.pl/sites/all/pliki/import/image/podtynk/aria/srebro/gpa-1uf_m_18.jpg","",null,"","","",null,null,null,"SREBRO",null,"0.060 kg","71 mm","71 mm","22 mm",null,null,"2024-06-04",null,"","https://www.ospel.pl/sites/all/pliki/import/image/podtynk/aria/srebro/gpa-1uf_m_18.jpg","26.40.52.0","8517 18 00"]
[301,"GPA-1UF/m/27","Gniazdo antenowe typu F pojedyncze",23.61,1,"szt","PLN","23%","",10,null,null,null,null,"5907577492250",null,null,"ARIA",null,null,"",null,10,null,"https://www.ospel.pl/sites/all/pliki/import/image/podtynk/aria/ecru/gpa-1uf_m_27.jpg","",null,"","","",null,null,null,"ECRU",null,"0.060 kg","71 mm","71 mm","22 mm",null,null,"2024-06-04",null,"","https://www.ospel.pl/sites/all/pliki/import/image/podtynk/aria/ecru/gpa-1uf_m_27.jpg","26.40.52.0","8517 18 00"]
[302,"GPA-1UF/m/33","Gniazdo antenowe typu F pojedyncze",27.78,1,"szt","PLN","23%","",4,null,null,null,null,"5907577484392",null,null,"ARIA",null,null,"",null,4,null,"https://www.ospel.pl/sites/all/pliki/import/image/podtynk/aria/czarny/gpa-1uf_m_33.jpg","",null,"","","",null,null,null,"CZARNY METALIK",null,"0.060 kg","71 mm","71 mm","22 mm",null,null,"2024-06-04",null,"","https://www.ospel.pl/sites/all/pliki/import/image/podtynk/aria/czarny/gpa-1uf_m_33.jpg","26.40.52.0","8517 18 00"]
[303,"GPA-1UF/m/70","Gniazdo antenowe typu F pojedyncze",27.78,1,"szt","PLN","23%","",4,null,null,null,null,"5907577485283",null,null,"ARIA",null,null,"",null,4,null,"https://www.ospel.pl/sites/all/pliki/import/image/podtynk/aria/szary_mat/gpa-1uf_m_70.jpg","",null,"","","",null,null,null,"SZARY MAT",null,"0.060 kg","71 mm","71 mm","22 mm",null,null,"2024-06-04",null,"","https://www.ospel.pl/sites/all/pliki/import/image/podtynk/aria/szary_mat/gpa-1uf_m_70.jpg","26.40.52.0","8517 18 00"]
[304,"GPA-2UF/m/00","Gniazdo antenowe typu F podwójne",30.21,1,"szt","PLN","23%","",10,null,null,null,null,"5907577482558",null,null,"ARIA",null,null,"",null,10,null,"https://www.ospel.pl/sites/all/pliki/import/image/podtynk/aria/bialy/gpa-2uf_m_00.jpg","",null,"","","",null,null,null,"BIAŁY",null,"0.070 kg","71 mm","71 mm","22 mm",null,null,"2024-06-04",null,"","https://www.ospel.pl/sites/all/pliki/import/image/podtynk/aria/bialy/gpa-2uf_m_00.jpg","26.40.52.0","8517 18 00"]
[305,"GPA-2UF/m/18","Gniazdo antenowe typu F podwójne",34.03,1,"szt","PLN","23%","",4,null,null,null,null,"5907577483517",null,null,"ARIA",null,null,"",null,4,null,"https://www.ospel.pl/sites/all/pliki/import/image/podtynk/aria/srebro/gpa-2uf_m_18.jpg","",null,"","","",null,null,null,"SREBRO",null,"0.070 kg","71 mm","71 mm","22 mm",null,null,"2024-06-04",null,"","https://www.ospel.pl/sites/all/pliki/import/image/podtynk/aria/srebro/gpa-2uf_m_18.jpg","26.40.52.0","8517 18 00"]
[306,"GPA-2UF/m/27","Gniazdo antenowe typu F podwójne",30.21,1,"szt","PLN","23%","",10,null,null,null,null,"5907577492267",null,null,"ARIA",null,null,"",null,10,null,"https://www.ospel.pl/sites/all/pliki/import/image/podtynk/aria/ecru/gpa-2uf_m_27.jpg","",null,"","","",null,null,null,"ECRU",null,"0.070 kg","71 mm","71 mm","22 mm",null,null,"2024-06-04",null,"","https://www.ospel.pl/sites/all/pliki/import/image/podtynk/aria/ecru/gpa-2uf_m_27.jpg","26.40.52.0","8517 18 00"]
[307,"GPA-2UF/m/33","Gniazdo antenowe typu F podwójne",34.03,1,"szt","PLN","23%","",4,null,null,null,null,"5907577484408",null,null,"ARIA",null,null,"",null,4,null,"https://www.ospel.pl/sites/all/pliki/import/image/podtynk/aria/czarny/gpa-2uf_m_33.jpg","",null,"","","",null,null,null,"CZARNY METALIK",null,"0.070 kg","71 mm","71 mm","22 mm",null,null,"2024-06-04",null,"","https://www.ospel.pl/sites/all/pliki/import/image/podtynk/aria/czarny/gpa-2uf_m_33.jpg","26.40.52.0","8517 18 00"]
[308,"GPA-2UF/m/70","Gniazdo antenowe typu F podwójne",34.03,1,"szt","PLN","23%","",4,null,null,null,null,"5907577485290",null,null,"ARIA",null,null,"",null,4,null,"https://www.ospel.pl/sites/all/pliki/import/image/podtynk/aria/szary_mat/gpa-2uf_m_70.jpg","",null,"","","",null,null,null,"SZARY MAT",null,"0.070 kg","71 mm","71 mm","22 mm",null,null,"2024-06-04",null,"","https://www.ospel.pl/sites/all/pliki/import/image/podtynk/aria/szary_mat/gpa-2uf_m_70.jpg","26.40.52.0","8517 18 00"]
[309,"GPA-U2S/m/00","Gniazdo RTV-SAT z dwoma wyjściami SAT",98.16,1,"szt","PLN","23%","",10,null,null,null,null,"5907577482534",null,null,"ARIA",null,null,"",null,10,null,"https://www.ospel.pl/sites/all/pliki/import/image/podtynk/aria/bialy/gpa-u2s_m_00.jpg","",null,"Współczynnik tłumienia 1,5dB","","",null,null,null,"BIAŁY",null,"0.115 kg","71 mm","71 mm","25 mm",null,null,"2024-06-04",null,"","https://www.ospel.pl/sites/all/pliki/import/image/podtynk/aria/bialy/gpa-u2s_m_00.jpg","26.40.52.0","8517 18 00"]
[310,"GPA-U2S/m/18","Gniazdo RTV-SAT z dwoma wyjściami SAT",102.92,1,"szt","PLN","23%","",4,null,null,null,null,"5907577483494",null,null,"ARIA",null,null,"",null,4,null,"https://www.ospel.pl/sites/all/pliki/import/image/podtynk/aria/srebro/gpa-u2s_m_18.jpg","",null,"Współczynnik tłumienia 1,5dB","","",null,null,null,"SREBRO",null,"0.115 kg","71 mm","71 mm","25 mm",null,null,"2024-06-04",null,"","https://www.ospel.pl/sites/all/pliki/import/image/podtynk/aria/srebro/gpa-u2s_m_18.jpg","26.40.52.0","8517 18 00"]
[311,"GPA-U2S/m/27","Gniazdo RTV-SAT z dwoma wyjściami SAT",98.16,1,"szt","PLN","23%","",10,null,null,null,null,"5907577492243",null,null,"ARIA",null,null,"",null,10,null,"https://www.ospel.pl/sites/all/pliki/import/image/podtynk/aria/ecru/gpa-u2s_m_27.jpg","",null,"Współczynnik tłumienia 1,5dB","","",null,null,null,"ECRU",null,"0.115 kg","71 mm","71 mm","25 mm",null,null,"2024-06-04",null,"","https://www.ospel.pl/sites/all/pliki/import/image/podtynk/aria/ecru/gpa-u2s_m_27.jpg","26.40.52.0","8517 18 00"]
[312,"GPA-U2S/m/33","Gniazdo RTV-SAT z dwoma wyjściami SAT",102.92,1,"szt","PLN","23%","",4,null,null,null,null,"5907577484385",null,null,"ARIA",null,null,"",null,4,null,"https://www.ospel.pl/sites/all/pliki/import/image/podtynk/aria/czarny/gpa-u2s_m_33.jpg","",null,"Współczynnik tłumienia 1,5dB","","",null,null,null,"CZARNY METALIK",null,"0.115 kg","71 mm","71 mm","25 mm",null,null,"2024-06-04",null,"","https://www.ospel.pl/sites/all/pliki/import/image/podtynk/aria/czarny/gpa-u2s_m_33.jpg","26.40.52.0","8517 18 00"]
[313,"GPA-U2S/m/70","Gniazdo RTV-SAT z dwoma wyjściami SAT",102.92,1,"szt","PLN","23%","",4,null,null,null,null,"5907577485276",null,null,"ARIA",null,null,"",null,4,null,"https://www.ospel.pl/sites/all/pliki/import/image/podtynk/aria/szary_mat/gpa-u2s_m_70.jpg","",null,"Współczynnik tłumienia 1,5dB","","",null,null,null,"SZARY MAT",null,"0.115 kg","71 mm","71 mm","25 mm",null,null,"2024-06-04",null,"","https://www.ospel.pl/sites/all/pliki/import/image/podtynk/aria/szary_mat/gpa-u2s_m_70.jpg","26.40.52.0","8517 18 00"]
[314,"GPA-UD/m/00","Gniazdo RTV-DATA",84.5,1,"szt","PLN","23%","",10,null,null,null,null,"5907577482527",null,null,"ARIA",null,null,"",null,10,null,"https://www.ospel.pl/sites/all/pliki/import/image/podtynk/aria/bialy/gpa-ud_m_00.jpg","",null,"Częstotliwość toru DATA 5÷862 MHz","","",null,null,null,"BIAŁY",null,"0.109 kg","71 mm","71 mm","25 mm",null,null,"2024-06-04",null,"","https://www.ospel.pl/sites/all/pliki/import/image/podtynk/aria/bialy/gpa-ud_m_00.jpg","26.40.52.0","8517 18 00"]
[315,"GPA-UD/m/18","Gniazdo RTV-DATA",88.44,1,"szt","PLN","23%","",4,null,null,null,null,"5907577483487",null,null,"ARIA",null,null,"",null,4,null,"https://www.ospel.pl/sites/all/pliki/import/image/podtynk/aria/srebro/gpa-ud_m_18.jpg","",null,"Częstotliwość toru DATA 5÷862 MHz","","",null,null,null,"SREBRO",null,"0.109 kg","71 mm","71 mm","25 mm",null,null,"2024-06-04",null,"","https://www.ospel.pl/sites/all/pliki/import/image/podtynk/aria/srebro/gpa-ud_m_18.jpg","26.40.52.0","8517 18 00"]
[316,"GPA-UD/m/27","Gniazdo RTV-DATA",84.5,1,"szt","PLN","23%","",10,null,null,null,null,"5907577492236",null,null,"ARIA",null,null,"",null,10,null,"https://www.ospel.pl/sites/all/pliki/import/image/podtynk/aria/ecru/gpa-ud_m_27.jpg","",null,"Częstotliwość toru DATA 5÷862 MHz","","",null,null,null,"ECRU",null,"0.109 kg","71 mm","71 mm","25 mm",null,null,"2024-06-04",null,"","https://www.ospel.pl/sites/all/pliki/import/image/podtynk/aria/ecru/gpa-ud_m_27.jpg","26.40.52.0","8517 18 00"]
[317,"GPA-UD/m/33","Gniazdo RTV-DATA",88.44,1,"szt","PLN","23%","",4,null,null,null,null,"5907577484378",null,null,"ARIA",null,null,"",null,4,null,"https://www.ospel.pl/sites/all/pliki/import/image/podtynk/aria/czarny/gpa-ud_m_33.jpg","",null,"Częstotliwość toru DATA 5÷862 MHz","","",null,null,null,"CZARNY METALIK",null,"0.109 kg","71 mm","71 mm","25 mm",null,null,"2024-06-04",null,"","https://www.ospel.pl/sites/all/pliki/import/image/podtynk/aria/czarny/gpa-ud_m_33.jpg","26.40.52.0","8517 18 00"]
[318,"GPA-UD/m/70","Gniazdo RTV-DATA",88.44,1,"szt","PLN","23%","",4,null,null,null,null,"5907577485269",null,null,"ARIA",null,null,"",null,4,null,"https://www.ospel.pl/sites/all/pliki/import/image/podtynk/aria/szary_mat/gpa-ud_m_70.jpg","",null,"Częstotliwość toru DATA 5÷862 MHz","","",null,null,null,"SZARY MAT",null,"0.109 kg","71 mm","71 mm","25 mm",null,null,"2024-06-04",null,"","https://www.ospel.pl/sites/all/pliki/import/image/podtynk/aria/szary_mat/gpa-ud_m_70.jpg","26.40.52.0","8517 18 00"]
[319,"GPA-UK/m/00","Gniazdo RTV końcowe",50.94,1,"szt","PLN","23%","",10,null,null,null,null,"5907577482497",null,null,"ARIA",null,null,"",null,10,null,"https://www.ospel.pl/sites/all/pliki/import/image/podtynk/aria/bialy/gpa-10up_m_00.jpg","",null,"Współczynnik tłumienia 2,5-3dB","","",null,null,null,"BIAŁY",null,"0.109 kg","71 mm","71 mm","25 mm",null,null,"2024-06-04",null,"","https://www.ospel.pl/sites/all/pliki/import/image/podtynk/aria/bialy/gpa-10up_m_00.jpg","26.40.52.0","8517 18 00"]
[320,"GPA-UK/m/18","Gniazdo RTV końcowe",54.3,1,"szt","PLN","23%","",4,null,null,null,null,"5907577483456",null,null,"ARIA",null,null,"",null,4,null,"https://www.ospel.pl/sites/all/pliki/import/image/podtynk/aria/srebro/gpa-10up_m_18.jpg","",null,"Współczynnik tłumienia 2,5-3dB","","",null,null,null,"SREBRO",null,"0.109 kg","71 mm","71 mm","25 mm",null,null,"2024-06-04",null,"","https://www.ospel.pl/sites/all/pliki/import/image/podtynk/aria/srebro/gpa-10up_m_18.jpg","26.40.52.0","8517 18 00"]
[321,"GPA-UK/m/27","Gniazdo RTV końcowe",50.94,1,"szt","PLN","23%","",10,null,null,null,null,"5907577492205",null,null,"ARIA",null,null,"",null,10,null,"https://www.ospel.pl/sites/all/pliki/import/image/podtynk/aria/ecru/gpa-10up_m_27.jpg","",null,"Współczynnik tłumienia 2,5-3dB","","",null,null,null,"ECRU",null,"0.109 kg","71 mm","71 mm","25 mm",null,null,"2024-06-04",null,"","https://www.ospel.pl/sites/all/pliki/import/image/podtynk/aria/ecru/gpa-10up_m_27.jpg","26.40.52.0","8517 18 00"]
[322,"GPA-UK/m/33","Gniazdo RTV końcowe",54.3,1,"szt","PLN","23%","",4,null,null,null,null,"5907577484347",null,null,"ARIA",null,null,"",null,4,null,"https://www.ospel.pl/sites/all/pliki/import/image/podtynk/aria/czarny/gpa-10up_m_33.jpg","",null,"Współczynnik tłumienia 2,5-3dB","","",null,null,null,"CZARNY METALIK",null,"0.109 kg","71 mm","71 mm","25 mm",null,null,"2024-06-04",null,"","https://www.ospel.pl/sites/all/pliki/import/image/podtynk/aria/czarny/gpa-10up_m_33.jpg","26.40.52.0","8517 18 00"]
[323,"GPA-UK/m/70","Gniazdo RTV końcowe",54.3,1,"szt","PLN","23%","",4,null,null,null,null,"5907577485238",null,null,"ARIA",null,null,"",null,4,null,"https://www.ospel.pl/sites/all/pliki/import/image/podtynk/aria/szary_mat/gpa-10up_m_70.jpg","",null,"Współczynnik tłumienia 2,5-3dB","","",null,null,null,"SZARY MAT",null,"0.109 kg","71 mm","71 mm","25 mm",null,null,"2024-06-04",null,"","https://www.ospel.pl/sites/all/pliki/import/image/podtynk/aria/szary_mat/gpa-10up_m_70.jpg","26.40.52.0","8517 18 00"]
[324,"GPA-US/m/00","Gniazdo RTV-SAT końcowe",76.06,1,"szt","PLN","23%","",10,null,null,null,null,"5907577482503",null,null,"ARIA",null,null,"",null,10,null,"https://www.ospel.pl/sites/all/pliki/import/image/podtynk/aria/bialy/gpa-us_m_00.jpg","",null,"Współczynnik tłumienia 1,5-2dB","","",null,null,null,"BIAŁY",null,"0.109 kg","71 mm","71 mm","25 mm",null,null,"2024-06-04",null,"","https://www.ospel.pl/sites/all/pliki/import/image/podtynk/aria/bialy/gpa-us_m_00.jpg","26.40.52.0","8517 18 00"]
[325,"GPA-US/m/18","Gniazdo RTV-SAT końcowe",77.790000000000006,1,"szt","PLN","23%","",4,null,null,null,null,"5907577483463",null,null,"ARIA",null,null,"",null,4,null,"https://www.ospel.pl/sites/all/pliki/import/image/podtynk/aria/srebro/gpa-us_m_18.jpg","",null,"Współczynnik tłumienia 1,5-2dB","","",null,null,null,"SREBRO",null,"0.109 kg","71 mm","71 mm","25 mm",null,null,"2024-06-04",null,"","https://www.ospel.pl/sites/all/pliki/import/image/podtynk/aria/srebro/gpa-us_m_18.jpg","26.40.52.0","8517 18 00"]
[326,"GPA-US/m/27","Gniazdo RTV-SAT końcowe",76.06,1,"szt","PLN","23%","",10,null,null,null,null,"5907577492212",null,null,"ARIA",null,null,"",null,10,null,"https://www.ospel.pl/sites/all/pliki/import/image/podtynk/aria/ecru/gpa-us_m_27.jpg","",null,"Współczynnik tłumienia 1,5-2dB","","",null,null,null,"ECRU",null,"0.109 kg","71 mm","71 mm","25 mm",null,null,"2024-06-04",null,"","https://www.ospel.pl/sites/all/pliki/import/image/podtynk/aria/ecru/gpa-us_m_27.jpg","26.40.52.0","8517 18 00"]
[327,"GPA-US/m/33","Gniazdo RTV-SAT końcowe",77.790000000000006,1,"szt","PLN","23%","",4,null,null,null,null,"5907577484354",null,null,"ARIA",null,null,"",null,4,null,"https://www.ospel.pl/sites/all/pliki/import/image/podtynk/aria/czarny/gpa-us_m_33.jpg","",null,"Współczynnik tłumienia 1,5-2dB","","",null,null,null,"CZARNY METALIK",null,"0.109 kg","71 mm","71 mm","25 mm",null,null,"2024-06-04",null,"","https://www.ospel.pl/sites/all/pliki/import/image/podtynk/aria/czarny/gpa-us_m_33.jpg","26.40.52.0","8517 18 00"]
[328,"GPA-US/m/70","Gniazdo RTV-SAT końcowe",77.790000000000006,1,"szt","PLN","23%","",4,null,null,null,null,"5907577485245",null,null,"ARIA",null,null,"",null,4,null,"https://www.ospel.pl/sites/all/pliki/import/image/podtynk/aria/szary_mat/gpa-us_m_70.jpg","",null,"Współczynnik tłumienia 1,5-2dB","","",null,null,null,"SZARY MAT",null,"0.109 kg","71 mm","71 mm","25 mm",null,null,"2024-06-04",null,"","https://www.ospel.pl/sites/all/pliki/import/image/podtynk/aria/szary_mat/gpa-us_m_70.jpg","26.40.52.0","8517 18 00"]
[329,"GPA-USP/m/00","Gniazdo RTV-SAT przelotowe",93.66,1,"szt","PLN","23%","",10,null,null,null,null,"5907577482510",null,null,"ARIA",null,null,"",null,10,null,"https://www.ospel.pl/sites/all/pliki/import/image/podtynk/aria/bialy/gpa-us_m_00.jpg","",null,"Współczynnik tłumienia 1,2dB","","",null,null,null,"BIAŁY",null,"0.109 kg","71 mm","71 mm","25 mm",null,null,"2024-06-04",null,"","https://www.ospel.pl/sites/all/pliki/import/image/podtynk/aria/bialy/gpa-us_m_00.jpg","26.40.52.0","8517 18 00"]
[330,"GPA-USP/m/18","Gniazdo RTV-SAT przelotowe",98.29,1,"szt","PLN","23%","",4,null,null,null,null,"5907577483470",null,null,"ARIA",null,null,"",null,4,null,"https://www.ospel.pl/sites/all/pliki/import/image/podtynk/aria/srebro/gpa-us_m_18.jpg","",null,"Współczynnik tłumienia 1,2dB","","",null,null,null,"SREBRO",null,"0.109 kg","71 mm","71 mm","25 mm",null,null,"2024-06-04",null,"","https://www.ospel.pl/sites/all/pliki/import/image/podtynk/aria/srebro/gpa-us_m_18.jpg","26.40.52.0","8517 18 00"]
[331,"GPA-USP/m/27","Gniazdo RTV-SAT przelotowe",93.66,1,"szt","PLN","23%","",10,null,null,null,null,"5907577492229",null,null,"ARIA",null,null,"",null,10,null,"https://www.ospel.pl/sites/all/pliki/import/image/podtynk/aria/ecru/gpa-us_m_27.jpg","",null,"Współczynnik tłumienia 1,2dB","","",null,null,null,"ECRU",null,"0.109 kg","71 mm","71 mm","25 mm",null,null,"2024-06-04",null,"","https://www.ospel.pl/sites/all/pliki/import/image/podtynk/aria/ecru/gpa-us_m_27.jpg","26.40.52.0","8517 18 00"]
[332,"GPA-USP/m/33","Gniazdo RTV-SAT przelotowe",98.29,1,"szt","PLN","23%","",4,null,null,null,null,"5907577484361",null,null,"ARIA",null,null,"",null,4,null,"https://www.ospel.pl/sites/all/pliki/import/image/podtynk/aria/czarny/gpa-us_m_33.jpg","",null,"Współczynnik tłumienia 1,2dB","","",null,null,null,"CZARNY METALIK",null,"0.109 kg","71 mm","71 mm","25 mm",null,null,"2024-06-04",null,"","https://www.ospel.pl/sites/all/pliki/import/image/podtynk/aria/czarny/gpa-us_m_33.jpg","26.40.52.0","8517 18 00"]
[333,"GPA-USP/m/70","Gniazdo RTV-SAT przelotowe",98.29,1,"szt","PLN","23%","",4,null,null,null,null,"5907577485252",null,null,"ARIA",null,null,"",null,4,null,"https://www.ospel.pl/sites/all/pliki/import/image/podtynk/aria/szary_mat/gpa-us_m_70.jpg","",null,"Współczynnik tłumienia 1,2dB","","",null,null,null,"SZARY MAT",null,"0.109 kg","71 mm","71 mm","25 mm",null,null,"2024-06-04",null,"","https://www.ospel.pl/sites/all/pliki/import/image/podtynk/aria/szary_mat/gpa-us_m_70.jpg","26.40.52.0","8517 18 00"]
[334,"GPE-1U/m/00","Gniazdo ekwipotencjalne pojedyncze",76.06,1,"szt","PLN","23%","",10,null,null,null,null,"5907577482695",null,null,"ARIA",null,null,"",null,10,null,"https://www.ospel.pl/sites/all/pliki/import/image/podtynk/aria/bialy/gpe-1u_m_00.jpg","",null,"","","",null,null,null,"BIAŁY",null,"","71 mm","71 mm","22 mm",null,null,"2024-06-04",null,"","https://www.ospel.pl/sites/all/pliki/import/image/podtynk/aria/bialy/gpe-1u_m_00.jpg","","8536 90 10"]
[335,"GPE-1U/m/18","Gniazdo ekwipotencjalne pojedyncze",82.54,1,"szt","PLN","23%","",4,null,null,null,null,"5907577483654",null,null,"ARIA",null,null,"",null,4,null,"https://www.ospel.pl/sites/all/pliki/import/image/podtynk/aria/srebro/gpe-1u_m_18.jpg","",null,"","","",null,null,null,"SREBRO",null,"","71 mm","71 mm","22 mm",null,null,"2024-06-04",null,"","https://www.ospel.pl/sites/all/pliki/import/image/podtynk/aria/srebro/gpe-1u_m_18.jpg","","8536 90 10"]
[336,"GPE-1U/m/27","Gniazdo ekwipotencjalne pojedyncze",76.06,1,"szt","PLN","23%","",10,null,null,null,null,"5907577492403",null,null,"ARIA",null,null,"",null,10,null,"https://www.ospel.pl/sites/all/pliki/import/image/podtynk/aria/ecru/gpe-1u_m_27.jpg","",null,"","","",null,null,null,"ECRU",null,"","71 mm","71 mm","22 mm",null,null,"2024-06-04",null,"","https://www.ospel.pl/sites/all/pliki/import/image/podtynk/aria/ecru/gpe-1u_m_27.jpg","","8536 90 10"]
[337,"GPE-1U/m/33","Gniazdo ekwipotencjalne pojedyncze",82.54,1,"szt","PLN","23%","",4,null,null,null,null,"5907577484545",null,null,"ARIA",null,null,"",null,4,null,"https://www.ospel.pl/sites/all/pliki/import/image/podtynk/aria/czarny/gpe-1u_m_33.jpg","",null,"","","",null,null,null,"CZARNY METALIK",null,"","71 mm","71 mm","22 mm",null,null,"2024-06-04",null,"","https://www.ospel.pl/sites/all/pliki/import/image/podtynk/aria/czarny/gpe-1u_m_33.jpg","","8536 90 10"]
[338,"GPE-1U/m/70","Gniazdo ekwipotencjalne pojedyncze",82.54,1,"szt","PLN","23%","",4,null,null,null,null,"5907577485436",null,null,"ARIA",null,null,"",null,4,null,"https://www.ospel.pl/sites/all/pliki/import/image/podtynk/aria/szary_mat/gpe-1u_m_70.jpg","",null,"","","",null,null,null,"SZARY MAT",null,"","71 mm","71 mm","22 mm",null,null,"2024-06-04",null,"","https://www.ospel.pl/sites/all/pliki/import/image/podtynk/aria/szary_mat/gpe-1u_m_70.jpg","","8536 90 10"]
[339,"GPE-2U/m/00","Gniazdo ekwipotencjalne podwójne",114.95,1,"szt","PLN","23%","",10,null,null,null,null,"5907577482701",null,null,"ARIA",null,null,"",null,10,null,"https://www.ospel.pl/sites/all/pliki/import/image/podtynk/aria/bialy/gpe-2u_m_00.jpg","",null,"","","",null,null,null,"BIAŁY",null,"","71 mm","71 mm","22 mm",null,null,"2024-06-04",null,"","https://www.ospel.pl/sites/all/pliki/import/image/podtynk/aria/bialy/gpe-2u_m_00.jpg","","8536 90 10"]
[340,"GPE-2U/m/18","Gniazdo ekwipotencjalne podwójne",121.32,1,"szt","PLN","23%","",4,null,null,null,null,"5907577483661",null,null,"ARIA",null,null,"",null,4,null,"https://www.ospel.pl/sites/all/pliki/import/image/podtynk/aria/srebro/gpe-2u_m_18.jpg","",null,"","","",null,null,null,"SREBRO",null,"","71 mm","71 mm","22 mm",null,null,"2024-06-04",null,"","https://www.ospel.pl/sites/all/pliki/import/image/podtynk/aria/srebro/gpe-2u_m_18.jpg","","8536 90 10"]
[341,"GPE-2U/m/27","Gniazdo ekwipotencjalne podwójne",114.95,1,"szt","PLN","23%","",10,null,null,null,null,"5907577492410",null,null,"ARIA",null,null,"",null,10,null,"https://www.ospel.pl/sites/all/pliki/import/image/podtynk/aria/ecru/gpe-2u_m_27.jpg","",null,"","","",null,null,null,"ECRU",null,"","71 mm","71 mm","22 mm",null,null,"2024-06-04",null,"","https://www.ospel.pl/sites/all/pliki/import/image/podtynk/aria/ecru/gpe-2u_m_27.jpg","","8536 90 10"]
[342,"GPE-2U/m/33","Gniazdo ekwipotencjalne podwójne",121.32,1,"szt","PLN","23%","",4,null,null,null,null,"5907577484552",null,null,"ARIA",null,null,"",null,4,null,"https://www.ospel.pl/sites/all/pliki/import/image/podtynk/aria/czarny/gpe-2u_m_33.jpg","",null,"","","",null,null,null,"CZARNY METALIK",null,"","71 mm","71 mm","22 mm",null,null,"2024-06-04",null,"","https://www.ospel.pl/sites/all/pliki/import/image/podtynk/aria/czarny/gpe-2u_m_33.jpg","","8536 90 10"]
[343,"GPE-2U/m/70","Gniazdo ekwipotencjalne podwójne",121.32,1,"szt","PLN","23%","",4,null,null,null,null,"5907577485443",null,null,"ARIA",null,null,"",null,4,null,"https://www.ospel.pl/sites/all/pliki/import/image/podtynk/aria/szary_mat/gpe-2u_m_70.jpg","",null,"","","",null,null,null,"SZARY MAT",null,"","71 mm","71 mm","22 mm",null,null,"2024-06-04",null,"","https://www.ospel.pl/sites/all/pliki/import/image/podtynk/aria/szary_mat/gpe-2u_m_70.jpg","","8536 90 10"]
[344,"GPH-1US/m/00/d","Gniazdo bryzgoszczelne z uziemieniem schuko IP-44 wieczko przezroczyste",24.92,1,"szt","PLN","23%","",10,null,null,null,null,"5907577482312",null,null,"ARIA",null,null,"",null,10,null,"https://www.ospel.pl/sites/all/pliki/import/image/podtynk/aria/bialy/gph-1us_m_00_d.jpg","",null,"16A 250V~, IP44, zaciski gwintowe","","",null,null,null,"BIAŁY",null,"","71 mm","71 mm","28 mm",null,null,"2024-06-04",null,"","https://www.ospel.pl/sites/all/pliki/import/image/podtynk/aria/bialy/gph-1us_m_00_d.jpg","27.33.13.0","8536 69 90"]
[345,"GPH-1US/m/00/w","Gniazdo bryzgoszczelne z uziemieniem schuko IP-44 wieczko w kolorze wyrobu",24.92,1,"szt","PLN","23%","",10,null,null,null,null,"5907577497194",null,null,"ARIA",null,null,"",null,10,null,"https://www.ospel.pl/sites/all/pliki/import/image/podtynk/aria/bialy/gph-1uz_m_00_w.jpg","",null,"16A 250V~, IP44, zaciski gwintowe","","",null,null,null,"BIAŁY",null,"","71 mm","71 mm","28 mm",null,null,"2024-06-04",null,"","https://www.ospel.pl/sites/all/pliki/import/image/podtynk/aria/bialy/gph-1uz_m_00_w.jpg","27.33.13.0","8536 69 90"]
[346,"GPH-1US/m/18/d","Gniazdo bryzgoszczelne z uziemieniem schuko IP-44 wieczko przezroczyste",32,1,"szt","PLN","23%","",4,null,null,null,null,"5907577483272",null,null,"ARIA",null,null,"",null,4,null,"https://www.ospel.pl/sites/all/pliki/import/image/podtynk/aria/srebro/gph-1us_m_18_d.jpg","",null,"16A 250V~, IP44, zaciski gwintowe","","",null,null,null,"SREBRO",null,"","71 mm","71 mm","28 mm",null,null,"2024-06-04",null,"","https://www.ospel.pl/sites/all/pliki/import/image/podtynk/aria/srebro/gph-1us_m_18_d.jpg","27.33.13.0","8536 69 90"]
[347,"GPH-1US/m/27/d","Gniazdo bryzgoszczelne z uziemieniem schuko IP-44 wieczko przezroczyste",24.92,1,"szt","PLN","23%","",10,null,null,null,null,"5907577492021",null,null,"ARIA",null,null,"",null,10,null,"https://www.ospel.pl/sites/all/pliki/import/image/podtynk/aria/ecru/gph-1us_m_27_d.jpg","",null,"16A 250V~, IP44, zaciski gwintowe","","",null,null,null,"ECRU",null,"","71 mm","71 mm","28 mm",null,null,"2024-06-04",null,"","https://www.ospel.pl/sites/all/pliki/import/image/podtynk/aria/ecru/gph-1us_m_27_d.jpg","27.33.13.0","8536 69 90"]
[348,"GPH-1US/m/33/d","Gniazdo bryzgoszczelne z uziemieniem schuko IP-44 wieczko przezroczyste",32,1,"szt","PLN","23%","",4,null,null,null,null,"5907577484163",null,null,"ARIA",null,null,"",null,4,null,"https://www.ospel.pl/sites/all/pliki/import/image/podtynk/aria/czarny/gph-1us_m_33_d.jpg","",null,"16A 250V~, IP44, zaciski gwintowe","","",null,null,null,"CZARNY METALIK",null,"","71 mm","71 mm","28 mm",null,null,"2024-06-04",null,"","https://www.ospel.pl/sites/all/pliki/import/image/podtynk/aria/czarny/gph-1us_m_33_d.jpg","27.33.13.0","8536 69 90"]
[349,"GPH-1US/m/70/d","Gniazdo bryzgoszczelne z uziemieniem schuko IP-44 wieczko przezroczyste",32,1,"szt","PLN","23%","",4,null,null,null,null,"5907577485054",null,null,"ARIA",null,null,"",null,4,null,"https://www.ospel.pl/sites/all/pliki/import/image/podtynk/aria/szary_mat/gph-1us_m_70_d.jpg","",null,"16A 250V~, IP44, zaciski gwintowe","","",null,null,null,"SZARY MAT",null,"","71 mm","71 mm","28 mm",null,null,"2024-06-04",null,"","https://www.ospel.pl/sites/all/pliki/import/image/podtynk/aria/szary_mat/gph-1us_m_70_d.jpg","27.33.13.0","8536 69 90"]
[350,"GPH-1USP/m/00/d","Gniazdo bryzgoszczelne z uziemieniem schuko IP-44 wieczko przezroczyste z przesłonami torów prądowych",25.52,1,"szt","PLN","23%","",10,null,null,null,null,"5907577482329",null,null,"ARIA",null,null,"",null,10,null,"https://www.ospel.pl/sites/all/pliki/import/image/podtynk/aria/bialy/gph-1usp_m_00_d.jpg","",null,"16A 250V~, IP44, zaciski gwintowe","","",null,null,null,"BIAŁY",null,"","71 mm","71 mm","28 mm",null,null,"2024-06-04",null,"","https://www.ospel.pl/sites/all/pliki/import/image/podtynk/aria/bialy/gph-1usp_m_00_d.jpg","27.33.13.0","8536 69 90"]
[351,"GPH-1USP/m/18/d","Gniazdo bryzgoszczelne z uziemieniem schuko IP-44 z przesłonami torów prądowych wieczko przezroczyste",32.4,1,"szt","PLN","23%","",4,null,null,null,null,"5907577483289",null,null,"ARIA",null,null,"",null,4,null,"https://www.ospel.pl/sites/all/pliki/import/image/podtynk/aria/srebro/gph-1usp_m_18_d.jpg","",null,"16A 250V~, IP44, zaciski gwintowe","","",null,null,null,"SREBRO",null,"","71 mm","71 mm","28 mm",null,null,"2024-06-04",null,"","https://www.ospel.pl/sites/all/pliki/import/image/podtynk/aria/srebro/gph-1usp_m_18_d.jpg","27.33.13.0","8536 69 90"]
[352,"GPH-1USP/m/27/d","Gniazdo bryzgoszczelne z uziemieniem schuko IP-44 wieczko przezroczyste z przesłonami torów prądowych",25.52,1,"szt","PLN","23%","",10,null,null,null,null,"5907577492038",null,null,"ARIA",null,null,"",null,10,null,"https://www.ospel.pl/sites/all/pliki/import/image/podtynk/aria/ecru/gph-1usp_m_27_d.jpg","",null,"16A 250V~, IP44, zaciski gwintowe","","",null,null,null,"ECRU",null,"","71 mm","71 mm","28 mm",null,null,"2024-06-04",null,"","https://www.ospel.pl/sites/all/pliki/import/image/podtynk/aria/ecru/gph-1usp_m_27_d.jpg","27.33.13.0","8536 69 90"]
[353,"GPH-1USP/m/33/d","Gniazdo bryzgoszczelne z uziemieniem schuko IP-44 z przesłonami torów prądowych wieczko przezroczyste",32.4,1,"szt","PLN","23%","",4,null,null,null,null,"5907577484170",null,null,"ARIA",null,null,"",null,4,null,"https://www.ospel.pl/sites/all/pliki/import/image/podtynk/aria/czarny/gph-1usp_m_33_d.jpg","",null,"16A 250V~, IP44, zaciski gwintowe","","",null,null,null,"CZARNY METALIK",null,"","71 mm","71 mm","28 mm",null,null,"2024-06-04",null,"","https://www.ospel.pl/sites/all/pliki/import/image/podtynk/aria/czarny/gph-1usp_m_33_d.jpg","27.33.13.0","8536 69 90"]
[354,"GPH-1USP/m/70/d","Gniazdo bryzgoszczelne z uziemieniem schuko IP-44 z przesłonami torów prądowych wieczko przezroczyste",32.4,1,"szt","PLN","23%","",4,null,null,null,null,"5907577485061",null,null,"ARIA",null,null,"",null,4,null,"https://www.ospel.pl/sites/all/pliki/import/image/podtynk/aria/szary_mat/gph-1usp_m_70_d.jpg","",null,"16A 250V~, IP44, zaciski gwintowe","","",null,null,null,"SZARY MAT",null,"","71 mm","71 mm","28 mm",null,null,"2024-06-04",null,"","https://www.ospel.pl/sites/all/pliki/import/image/podtynk/aria/szary_mat/gph-1usp_m_70_d.jpg","27.33.13.0","8536 69 90"]
[355,"GPH-1UZ/m/00/d","Gniazdo bryzgoszczelne z uziemieniem IP-44 wieczko przezroczyste",23.19,1,"szt","PLN","23%","",10,null,null,null,null,"5907577482299",null,null,"ARIA",null,null,"",null,10,null,"https://www.ospel.pl/sites/all/pliki/import/image/podtynk/aria/bialy/gph-1uz_m_00_d.jpg","",null,"16A 250V~, IP44, zaciski gwintowe","","",null,null,null,"BIAŁY",null,"0.087 kg","71 mm","71 mm","24 mm",null,null,"2024-06-04",null,"","https://www.ospel.pl/sites/all/pliki/import/image/podtynk/aria/bialy/gph-1uz_m_00_d.jpg","27.33.13.0","8536 69 90"]
[356,"GPH-1UZ/m/00/w","Gniazdo bryzgoszczelne z uziemieniem IP-44 wieczko w kolorze wyrobu",23.19,1,"szt","PLN","23%","",10,null,null,null,null,"5907577497088",null,null,"ARIA",null,null,"",null,10,null,"https://www.ospel.pl/sites/all/pliki/import/image/podtynk/aria/bialy/gph-1uz_m_00_w.jpg","",null,"16A 250V~, IP44, zaciski gwintowe","","",null,null,null,"BIAŁY",null,"0.089 kg","71 mm","71 mm","24 mm",null,null,"2024-06-04",null,"","https://www.ospel.pl/sites/all/pliki/import/image/podtynk/aria/bialy/gph-1uz_m_00_w.jpg","27.33.13.0","8536 69 90"]
[357,"GPH-1UZ/m/18/d","Gniazdo bryzgoszczelne z uziemieniem IP-44 wieczko przezroczyste",30.32,1,"szt","PLN","23%","",4,null,null,null,null,"5907577483258",null,null,"ARIA",null,null,"",null,4,null,"https://www.ospel.pl/sites/all/pliki/import/image/podtynk/aria/srebro/gph-1uz_m_18_d.jpg","",null,"16A 250V~, IP44, zaciski gwintowe","","",null,null,null,"SREBRO",null,"0.087 kg","71 mm","71 mm","24 mm",null,null,"2024-06-04",null,"","https://www.ospel.pl/sites/all/pliki/import/image/podtynk/aria/srebro/gph-1uz_m_18_d.jpg","27.33.13.0","8536 69 90"]
[358,"GPH-1UZ/m/27/d","Gniazdo bryzgoszczelne z uziemieniem IP-44 wieczko przezroczyste",23.19,1,"szt","PLN","23%","",10,null,null,null,null,"5907577492007",null,null,"ARIA",null,null,"",null,10,null,"https://www.ospel.pl/sites/all/pliki/import/image/podtynk/aria/ecru/gph-1uz_m_27_d.jpg","",null,"16A 250V~, IP44, zaciski gwintowe","","",null,null,null,"ECRU",null,"0.087 kg","71 mm","71 mm","24 mm",null,null,"2024-06-04",null,"","https://www.ospel.pl/sites/all/pliki/import/image/podtynk/aria/ecru/gph-1uz_m_27_d.jpg","27.33.13.0","8536 69 90"]
[359,"GPH-1UZ/m/27/w","Gniazdo bryzgoszczelne z uziemieniem IP-44 wieczko w kolorze wyrobu",23.19,1,"szt","PLN","23%","",10,null,null,null,null,"5907577497101",null,null,"ARIA",null,null,"",null,10,null,"https://www.ospel.pl/sites/all/pliki/import/image/podtynk/aria/ecru/gph-1uz_m_27_w.jpg","",null,"16A 250V~, IP44, zaciski gwintowe","","",null,null,null,"ECRU",null,"0.089 kg","71 mm","71 mm","24 mm",null,null,"2024-06-04",null,"","https://www.ospel.pl/sites/all/pliki/import/image/podtynk/aria/ecru/gph-1uz_m_27_w.jpg","27.33.13.0","8536 69 90"]
[360,"GPH-1UZ/m/33/d","Gniazdo bryzgoszczelne z uziemieniem IP-44 wieczko przezroczyste",30.32,1,"szt","PLN","23%","",4,null,null,null,null,"5907577484149",null,null,"ARIA",null,null,"",null,4,null,"https://www.ospel.pl/sites/all/pliki/import/image/podtynk/aria/czarny/gph-1uz_m_33_d.jpg","",null,"16A 250V~, IP44, zaciski gwintowe","","",null,null,null,"CZARNY METALIK",null,"0.087 kg","71 mm","71 mm","24 mm",null,null,"2024-06-04",null,"","https://www.ospel.pl/sites/all/pliki/import/image/podtynk/aria/czarny/gph-1uz_m_33_d.jpg","27.33.13.0","8536 69 90"]
[361,"GPH-1UZ/m/70/d","Gniazdo bryzgoszczelne z uziemieniem IP-44 wieczko przezroczyste",30.32,1,"szt","PLN","23%","",4,null,null,null,null,"5907577485030",null,null,"ARIA",null,null,"",null,4,null,"https://www.ospel.pl/sites/all/pliki/import/image/podtynk/aria/szary_mat/gph-1uz_m_70_d.jpg","",null,"16A 250V~, IP44, zaciski gwintowe","","",null,null,null,"SZARY MAT",null,"0.087 kg","71 mm","71 mm","24 mm",null,null,"2024-06-04",null,"","https://www.ospel.pl/sites/all/pliki/import/image/podtynk/aria/szary_mat/gph-1uz_m_70_d.jpg","27.33.13.0","8536 69 90"]
[362,"GPH-1UZP/m/00/d","Gniazdo bryzgoszczelne z uziemieniem IP-44 z przesłonami torów prądowych wieczko przezroczyste",23.93,1,"szt","PLN","23%","",10,null,null,null,null,"5907577482305",null,null,"ARIA",null,null,"",null,10,null,"https://www.ospel.pl/sites/all/pliki/import/image/podtynk/aria/bialy/gph-1uzp_m_00_d.jpg","",null,"16A 250V~, IP44, zaciski gwintowe","","",null,null,null,"BIAŁY",null,"0.089 kg","71 mm","71 mm","24 mm",null,null,"2024-06-04",null,"","https://www.ospel.pl/sites/all/pliki/import/image/podtynk/aria/bialy/gph-1uzp_m_00_d.jpg","27.33.13.0","8536 69 90"]
[363,"GPH-1UZP/m/18/d","Gniazdo bryzgoszczelne z uziemieniem IP-44 z przesłonami torów prądowych wieczko przezroczyste",31.41,1,"szt","PLN","23%","",4,null,null,null,null,"5907577483265",null,null,"ARIA",null,null,"",null,4,null,"https://www.ospel.pl/sites/all/pliki/import/image/podtynk/aria/srebro/gph-1uzp_m_18_d.jpg","",null,"16A 250V~, IP44, zaciski gwintowe","","",null,null,null,"SREBRO",null,"0.089 kg","71 mm","71 mm","24 mm",null,null,"2024-06-04",null,"","https://www.ospel.pl/sites/all/pliki/import/image/podtynk/aria/srebro/gph-1uzp_m_18_d.jpg","27.33.13.0","8536 69 90"]
[364,"GPH-1UZP/m/27/d","Gniazdo bryzgoszczelne z uziemieniem IP-44 z przesłonami torów prądowych wieczko przezroczyste",23.93,1,"szt","PLN","23%","",10,null,null,null,null,"5907577492014",null,null,"ARIA",null,null,"",null,10,null,"https://www.ospel.pl/sites/all/pliki/import/image/podtynk/aria/ecru/gph-1uzp_m_27_d.jpg","",null,"16A 250V~, IP44, zaciski gwintowe","","",null,null,null,"ECRU",null,"0.089 kg","71 mm","71 mm","24 mm",null,null,"2024-06-04",null,"","https://www.ospel.pl/sites/all/pliki/import/image/podtynk/aria/ecru/gph-1uzp_m_27_d.jpg","27.33.13.0","8536 69 90"]
[365,"GPH-1UZP/m/33/d","Gniazdo bryzgoszczelne z uziemieniem IP-44 z przesłonami torów prądowych wieczko przezroczyste",31.41,1,"szt","PLN","23%","",4,null,null,null,null,"5907577484156",null,null,"ARIA",null,null,"",null,4,null,"https://www.ospel.pl/sites/all/pliki/import/image/podtynk/aria/czarny/gph-1uzp_m_33_d.jpg","",null,"16A 250V~, IP44, zaciski gwintowe","","",null,null,null,"CZARNY METALIK",null,"0.089 kg","71 mm","71 mm","24 mm",null,null,"2024-06-04",null,"","https://www.ospel.pl/sites/all/pliki/import/image/podtynk/aria/czarny/gph-1uzp_m_33_d.jpg","27.33.13.0","8536 69 90"]
[366,"GPH-1UZP/m/70/d","Gniazdo bryzgoszczelne z uziemieniem IP-44 z przesłonami torów prądowych wieczko przezroczyste",31.41,1,"szt","PLN","23%","",4,null,null,null,null,"5907577485047",null,null,"ARIA",null,null,"",null,4,null,"https://www.ospel.pl/sites/all/pliki/import/image/podtynk/aria/szary_mat/gph-1uzp_m_70_d.jpg","",null,"16A 250V~, IP44, zaciski gwintowe","","",null,null,null,"SZARY MAT",null,"0.089 kg","71 mm","71 mm","24 mm",null,null,"2024-06-04",null,"","https://www.ospel.pl/sites/all/pliki/import/image/podtynk/aria/szary_mat/gph-1uzp_m_70_d.jpg","27.33.13.0","8536 69 90"]
[367,"GPK-1U/K/m/00","Gniazdo komputerowe pojedyncze, kat. 5e MMC",51.52,1,"szt","PLN","23%","",10,null,null,null,null,"5907577482596",null,null,"ARIA",null,null,"",null,10,null,"https://www.ospel.pl/sites/all/pliki/import/image/podtynk/aria/bialy/gpk-1u_k_m_00.jpg","",null,"Złącze IDC","","",null,null,null,"BIAŁY",null,"0.058 kg","71 mm","71 mm","22 mm",null,null,"2024-06-04",null,"","https://www.ospel.pl/sites/all/pliki/import/image/podtynk/aria/bialy/gpk-1u_k_m_00.jpg","26.30.30.0","8517 18 00"]
[368,"GPK-1U/K/m/18","Gniazdo komputerowe pojedyncze, kat. 5e MMC",56.85,1,"szt","PLN","23%","",4,null,null,null,null,"5907577483555",null,null,"ARIA",null,null,"",null,4,null,"https://www.ospel.pl/sites/all/pliki/import/image/podtynk/aria/srebro/gpk-1u_k_m_18.jpg","",null,"Złącze IDC","","",null,null,null,"SREBRO",null,"0.058 kg","71 mm","71 mm","22 mm",null,null,"2024-06-04",null,"","https://www.ospel.pl/sites/all/pliki/import/image/podtynk/aria/srebro/gpk-1u_k_m_18.jpg","26.30.30.0","8517 18 00"]
[369,"GPK-1U/K/m/27","Gniazdo komputerowe pojedyncze, kat. 5e MMC",51.52,1,"szt","PLN","23%","",10,null,null,null,null,"5907577492304",null,null,"ARIA",null,null,"",null,10,null,"https://www.ospel.pl/sites/all/pliki/import/image/podtynk/aria/ecru/gpk-1u_k_m_27.jpg","",null,"Złącze IDC","","",null,null,null,"ECRU",null,"0.058 kg","71 mm","71 mm","22 mm",null,null,"2024-06-04",null,"","https://www.ospel.pl/sites/all/pliki/import/image/podtynk/aria/ecru/gpk-1u_k_m_27.jpg","26.30.30.0","8517 18 00"]
[370,"GPK-1U/K/m/33","Gniazdo komputerowe pojedyncze, kat. 5e MMC",56.85,1,"szt","PLN","23%","",4,null,null,null,null,"5907577484446",null,null,"ARIA",null,null,"",null,4,null,"https://www.ospel.pl/sites/all/pliki/import/image/podtynk/aria/czarny/gpk-1u_k_m_33.jpg","",null,"Złącze IDC","","",null,null,null,"CZARNY METALIK",null,"0.058 kg","71 mm","71 mm","22 mm",null,null,"2024-06-04",null,"","https://www.ospel.pl/sites/all/pliki/import/image/podtynk/aria/czarny/gpk-1u_k_m_33.jpg","26.30.30.0","8517 18 00"]
[371,"GPK-1U/K/m/70","Gniazdo komputerowe pojedyncze, kat. 5e MMC",56.85,1,"szt","PLN","23%","",4,null,null,null,null,"5907577485337",null,null,"ARIA",null,null,"",null,4,null,"https://www.ospel.pl/sites/all/pliki/import/image/podtynk/aria/szary_mat/gpk-1u_k_m_70.jpg","",null,"Złącze IDC","","",null,null,null,"SZARY MAT",null,"0.058 kg","71 mm","71 mm","22 mm",null,null,"2024-06-04",null,"","https://www.ospel.pl/sites/all/pliki/import/image/podtynk/aria/szary_mat/gpk-1u_k_m_70.jpg","26.30.30.0","8517 18 00"]
[372,"GPK-1U/p/00","Obudowa gniazda pojedynczego typu Keystone prosta",10.44,1,"szt","PLN","23%","",10,null,null,null,null,"5907577482602",null,null,"ARIA",null,null,"",null,10,null,"https://www.ospel.pl/sites/all/pliki/import/image/podtynk/aria/bialy/gpk-1u_p_00.jpg","",null,"","","",null,null,null,"BIAŁY",null,"0.050 kg","71 mm","71 mm","22 mm",null,null,"2024-06-04",null,"","https://www.ospel.pl/sites/all/pliki/import/image/podtynk/aria/bialy/gpk-1u_p_00.jpg","26.30.30.0","8517 18 00"]
[373,"GPK-1U/p/18","Obudowa gniazda pojedynczego typu Keystone prosta",15.59,1,"szt","PLN","23%","",4,null,null,null,null,"5907577483562",null,null,"ARIA",null,null,"",null,4,null,"https://www.ospel.pl/sites/all/pliki/import/image/podtynk/aria/srebro/gpk-1u_p_18.jpg","",null,"","","",null,null,null,"SREBRO",null,"0.050 kg","71 mm","71 mm","22 mm",null,null,"2024-06-04",null,"","https://www.ospel.pl/sites/all/pliki/import/image/podtynk/aria/srebro/gpk-1u_p_18.jpg","26.30.30.0","8517 18 00"]
[374,"GPK-1U/p/27","Obudowa gniazda pojedynczego typu Keystone prosta",10.44,1,"szt","PLN","23%","",10,null,null,null,null,"5907577492311",null,null,"ARIA",null,null,"",null,10,null,"https://www.ospel.pl/sites/all/pliki/import/image/podtynk/aria/ecru/gpk-1u_p_27.jpg","",null,"","","",null,null,null,"ECRU",null,"0.050 kg","71 mm","71 mm","22 mm",null,null,"2024-06-04",null,"","https://www.ospel.pl/sites/all/pliki/import/image/podtynk/aria/ecru/gpk-1u_p_27.jpg","26.30.30.0","8517 18 00"]
[375,"GPK-1U/p/33","Obudowa gniazda pojedynczego typu Keystone prosta",15.59,1,"szt","PLN","23%","",4,null,null,null,null,"5907577484453",null,null,"ARIA",null,null,"",null,4,null,"https://www.ospel.pl/sites/all/pliki/import/image/podtynk/aria/czarny/gpk-1u_p_33.jpg","",null,"","","",null,null,null,"CZARNY METALIK",null,"0.050 kg","71 mm","71 mm","22 mm",null,null,"2024-06-04",null,"","https://www.ospel.pl/sites/all/pliki/import/image/podtynk/aria/czarny/gpk-1u_p_33.jpg","26.30.30.0","8517 18 00"]
[376,"GPK-1U/p/70","Obudowa gniazda pojedynczego typu Keystone prosta",15.59,1,"szt","PLN","23%","",4,null,null,null,null,"5907577485344",null,null,"ARIA",null,null,"",null,4,null,"https://www.ospel.pl/sites/all/pliki/import/image/podtynk/aria/szary_mat/gpk-1u_p_70.jpg","",null,"","","",null,null,null,"SZARY MAT",null,"0.050 kg","71 mm","71 mm","22 mm",null,null,"2024-06-04",null,"","https://www.ospel.pl/sites/all/pliki/import/image/podtynk/aria/szary_mat/gpk-1u_p_70.jpg","26.30.30.0","8517 18 00"]
[377,"GPK-1UP/p/00","Obudowa gniazda pojedynczego z przesłoną typu Keystone prosta",16.440000000000001,1,"szt","PLN","23%","",10,null,null,null,null,"5907577482923",null,null,"ARIA",null,null,"",null,10,null,"https://www.ospel.pl/sites/all/pliki/import/image/podtynk/aria/bialy/gpk-1up_p_00.jpg","",null,"","","",null,null,null,"BIAŁY",null,"","71 mm","71 mm","22 mm",null,null,"2024-06-04",null,"","https://www.ospel.pl/sites/all/pliki/import/image/podtynk/aria/bialy/gpk-1up_p_00.jpg","26.30.30.0","8517 18 00"]
[378,"GPK-1UP/p/18","Obudowa gniazda pojedynczego z przesłoną typu Keystone prosta",20.62,1,"szt","PLN","23%","",4,null,null,null,null,"5907577483876",null,null,"ARIA",null,null,"",null,4,null,"https://www.ospel.pl/sites/all/pliki/import/image/podtynk/aria/srebro/gpk-1up_p_18.jpg","",null,"","","",null,null,null,"SREBRO",null,"","","","",null,null,"2024-06-04",null,"","https://www.ospel.pl/sites/all/pliki/import/image/podtynk/aria/srebro/gpk-1up_p_18.jpg","26.30.30.0","8517 18 00"]
[379,"GPK-1UP/p/27","Obudowa gniazda pojedynczego z przesłoną typu Keystone prosta",16.440000000000001,1,"szt","PLN","23%","",10,null,null,null,null,"5907577492625",null,null,"ARIA",null,null,"",null,10,null,"https://www.ospel.pl/sites/all/pliki/import/image/podtynk/aria/ecru/gpk-1up_p_27.jpg","",null,"","","",null,null,null,"ECRU",null,"","","","",null,null,"2024-06-04",null,"","https://www.ospel.pl/sites/all/pliki/import/image/podtynk/aria/ecru/gpk-1up_p_27.jpg","26.30.30.0","8517 18 00"]
[380,"GPK-1UP/p/33","Obudowa gniazda pojedynczego z przesłoną typu Keystone prosta",20.62,1,"szt","PLN","23%","",4,null,null,null,null,"5907577484767",null,null,"ARIA",null,null,"",null,4,null,"https://www.ospel.pl/sites/all/pliki/import/image/podtynk/aria/czarny/gpk-1up_p_33.jpg","",null,"","","",null,null,null,"CZARNY METALIK",null,"","","","",null,null,"2024-06-04",null,"","https://www.ospel.pl/sites/all/pliki/import/image/podtynk/aria/czarny/gpk-1up_p_33.jpg","26.30.30.0","8517 18 00"]
[381,"GPK-1UP/p/70","Obudowa gniazda pojedynczego z przesłoną typu Keystone prosta",20.62,1,"szt","PLN","23%","",4,null,null,null,null,"5907577485658",null,null,"ARIA",null,null,"",null,4,null,"https://www.ospel.pl/sites/all/pliki/import/image/podtynk/aria/szary_mat/gpk-1up_p_70.jpg","",null,"","","",null,null,null,"SZARY MAT",null,"","","","",null,null,"2024-06-04",null,"","https://www.ospel.pl/sites/all/pliki/import/image/podtynk/aria/szary_mat/gpk-1up_p_70.jpg","26.30.30.0","8517 18 00"]
[382,"GPK-1US/p/00","Obudowa gniazda pojedynczego typu Keystone skośna",10.55,1,"szt","PLN","23%","",10,null,null,null,null,"5907577482619",null,null,"ARIA",null,null,"",null,10,null,"https://www.ospel.pl/sites/all/pliki/import/image/podtynk/aria/bialy/gpk-1us_p_00.jpg","",null,"","","",null,null,null,"BIAŁY",null,"","71 mm","71 mm","21 mm",null,null,"2024-06-04",null,"","https://www.ospel.pl/sites/all/pliki/import/image/podtynk/aria/bialy/gpk-1us_p_00.jpg","26.30.30.0","8517 18 00"]
[383,"GPK-1US/p/18","Obudowa gniazda pojedynczego typu Keystone skośna",15.84,1,"szt","PLN","23%","",4,null,null,null,null,"5907577483579",null,null,"ARIA",null,null,"",null,4,null,"https://www.ospel.pl/sites/all/pliki/import/image/podtynk/aria/srebro/gpk-1us_p_18.jpg","",null,"","","",null,null,null,"SREBRO",null,"","71 mm","71 mm","21 mm",null,null,"2024-06-04",null,"","https://www.ospel.pl/sites/all/pliki/import/image/podtynk/aria/srebro/gpk-1us_p_18.jpg","26.30.30.0","8517 18 00"]
[384,"GPK-1US/p/27","Obudowa gniazda pojedynczego typu Keystone skośna",10.55,1,"szt","PLN","23%","",10,null,null,null,null,"5907577492328",null,null,"ARIA",null,null,"",null,10,null,"https://www.ospel.pl/sites/all/pliki/import/image/podtynk/aria/ecru/gpk-1us_p_27.jpg","",null,"","","",null,null,null,"ECRU",null,"","71 mm","71 mm","21 mm",null,null,"2024-06-04",null,"","https://www.ospel.pl/sites/all/pliki/import/image/podtynk/aria/ecru/gpk-1us_p_27.jpg","26.30.30.0","8517 18 00"]
[385,"GPK-1US/p/33","Obudowa gniazda pojedynczego typu Keystone skośna",15.84,1,"szt","PLN","23%","",4,null,null,null,null,"5907577484460",null,null,"ARIA",null,null,"",null,4,null,"https://www.ospel.pl/sites/all/pliki/import/image/podtynk/aria/czarny/gpk-1us_p_33.jpg","",null,"","","",null,null,null,"CZARNY METALIK",null,"","71 mm","71 mm","21 mm",null,null,"2024-06-04",null,"","https://www.ospel.pl/sites/all/pliki/import/image/podtynk/aria/czarny/gpk-1us_p_33.jpg","26.30.30.0","8517 18 00"]
[386,"GPK-1US/p/70","Obudowa gniazda pojedynczego typu Keystone skośna",15.84,1,"szt","PLN","23%","",4,null,null,null,null,"5907577485351",null,null,"ARIA",null,null,"",null,4,null,"https://www.ospel.pl/sites/all/pliki/import/image/podtynk/aria/szary_mat/gpk-1us_p_70.jpg","",null,"","","",null,null,null,"SZARY MAT",null,"","71 mm","71 mm","21 mm",null,null,"2024-06-04",null,"","https://www.ospel.pl/sites/all/pliki/import/image/podtynk/aria/szary_mat/gpk-1us_p_70.jpg","26.30.30.0","8517 18 00"]
[387,"GPK-2U/K/m/00","Gniazdo komputerowe podwójne, kat. 5e MMC",84.74,1,"szt","PLN","23%","",10,null,null,null,null,"5907577482626",null,null,"ARIA",null,null,"",null,10,null,"https://www.ospel.pl/sites/all/pliki/import/image/podtynk/aria/bialy/gpk-2u_k_m_00.jpg","",null,"Złącze IDC","","",null,null,null,"BIAŁY",null,"0.067 kg","71 mm","71 mm","26 mm",null,null,"2024-06-04",null,"","https://www.ospel.pl/sites/all/pliki/import/image/podtynk/aria/bialy/gpk-2u_k_m_00.jpg","26.30.30.0","8517 18 00"]
[388,"GPK-2U/K/m/18","Gniazdo komputerowe podwójne, kat. 5e MMC",90.18,1,"szt","PLN","23%","",4,null,null,null,null,"5907577483586",null,null,"ARIA",null,null,"",null,4,null,"https://www.ospel.pl/sites/all/pliki/import/image/podtynk/aria/srebro/gpk-2u_k_m_18.jpg","",null,"Złącze IDC","","",null,null,null,"SREBRO",null,"0.067 kg","71 mm","71 mm","26 mm",null,null,"2024-06-04",null,"","https://www.ospel.pl/sites/all/pliki/import/image/podtynk/aria/srebro/gpk-2u_k_m_18.jpg","26.30.30.0","8517 18 00"]
[389,"GPK-2U/K/m/27","Gniazdo komputerowe podwójne, kat. 5e MMC",84.74,1,"szt","PLN","23%","",10,null,null,null,null,"5907577492335",null,null,"ARIA",null,null,"",null,10,null,"https://www.ospel.pl/sites/all/pliki/import/image/podtynk/aria/ecru/gpk-2u_k_m_27.jpg","",null,"Złącze IDC","","",null,null,null,"ECRU",null,"0.067 kg","71 mm","71 mm","26 mm",null,null,"2024-06-04",null,"","https://www.ospel.pl/sites/all/pliki/import/image/podtynk/aria/ecru/gpk-2u_k_m_27.jpg","26.30.30.0","8517 18 00"]
[390,"GPK-2U/K/m/33","Gniazdo komputerowe podwójne, kat. 5e MMC",90.18,1,"szt","PLN","23%","",4,null,null,null,null,"5907577484477",null,null,"ARIA",null,null,"",null,4,null,"https://www.ospel.pl/sites/all/pliki/import/image/podtynk/aria/czarny/gpk-2u_k_m_33.jpg","",null,"Złącze IDC","","",null,null,null,"CZARNY METALIK",null,"0.067 kg","71 mm","71 mm","26 mm",null,null,"2024-06-04",null,"","https://www.ospel.pl/sites/all/pliki/import/image/podtynk/aria/czarny/gpk-2u_k_m_33.jpg","26.30.30.0","8517 18 00"]
[391,"GPK-2U/K/m/70","Gniazdo komputerowe podwójne, kat. 5e MMC",90.18,1,"szt","PLN","23%","",4,null,null,null,null,"5907577485368",null,null,"ARIA",null,null,"",null,4,null,"https://www.ospel.pl/sites/all/pliki/import/image/podtynk/aria/szary_mat/gpk-2u_k_m_70.jpg","",null,"Złącze IDC","","",null,null,null,"SZARY MAT",null,"0.067 kg","71 mm","71 mm","26 mm",null,null,"2024-06-04",null,"","https://www.ospel.pl/sites/all/pliki/import/image/podtynk/aria/szary_mat/gpk-2u_k_m_70.jpg","26.30.30.0","8517 18 00"]
[392,"GPK-2U/p/00","Obudowa gniazda podwójnego typu Keystone prosta",10.44,1,"szt","PLN","23%","",10,null,null,null,null,"5907577482633",null,null,"ARIA",null,null,"",null,10,null,"https://www.ospel.pl/sites/all/pliki/import/image/podtynk/aria/bialy/gpk-2u_p_00.jpg","",null,"","","",null,null,null,"BIAŁY",null,"0.049 kg","71 mm","71 mm","22 mm",null,null,"2024-06-04",null,"","https://www.ospel.pl/sites/all/pliki/import/image/podtynk/aria/bialy/gpk-2u_p_00.jpg","26.30.30.0","8517 18 00"]
[393,"GPK-2U/p/18","Obudowa gniazda podwójnego typu Keystone prosta",15.59,1,"szt","PLN","23%","",4,null,null,null,null,"5907577483593",null,null,"ARIA",null,null,"",null,4,null,"https://www.ospel.pl/sites/all/pliki/import/image/podtynk/aria/srebro/gpk-2u_p_18.jpg","",null,"","","",null,null,null,"SREBRO",null,"0.049 kg","71 mm","71 mm","22 mm",null,null,"2024-06-04",null,"","https://www.ospel.pl/sites/all/pliki/import/image/podtynk/aria/srebro/gpk-2u_p_18.jpg","26.30.30.0","8517 18 00"]
[394,"GPK-2U/p/27","Obudowa gniazda podwójnego typu Keystone prosta",10.44,1,"szt","PLN","23%","",10,null,null,null,null,"5907577492342",null,null,"ARIA",null,null,"",null,10,null,"https://www.ospel.pl/sites/all/pliki/import/image/podtynk/aria/ecru/gpk-2u_p_27.jpg","",null,"","","",null,null,null,"ECRU",null,"0.049 kg","71 mm","71 mm","22 mm",null,null,"2024-06-04",null,"","https://www.ospel.pl/sites/all/pliki/import/image/podtynk/aria/ecru/gpk-2u_p_27.jpg","26.30.30.0","8517 18 00"]
[395,"GPK-2U/p/33","Obudowa gniazda podwójnego typu Keystone prosta",15.59,1,"szt","PLN","23%","",4,null,null,null,null,"5907577484484",null,null,"ARIA",null,null,"",null,4,null,"https://www.ospel.pl/sites/all/pliki/import/image/podtynk/aria/czarny/gpk-2u_p_33.jpg","",null,"","","",null,null,null,"CZARNY METALIK",null,"0.049 kg","71 mm","71 mm","22 mm",null,null,"2024-06-04",null,"","https://www.ospel.pl/sites/all/pliki/import/image/podtynk/aria/czarny/gpk-2u_p_33.jpg","26.30.30.0","8517 18 00"]
[396,"GPK-2U/p/70","Obudowa gniazda podwójnego typu Keystone prosta",15.59,1,"szt","PLN","23%","",4,null,null,null,null,"5907577485375",null,null,"ARIA",null,null,"",null,4,null,"https://www.ospel.pl/sites/all/pliki/import/image/podtynk/aria/szary_mat/gpk-2u_p_70.jpg","",null,"","","",null,null,null,"SZARY MAT",null,"0.049 kg","71 mm","71 mm","22 mm",null,null,"2024-06-04",null,"","https://www.ospel.pl/sites/all/pliki/import/image/podtynk/aria/szary_mat/gpk-2u_p_70.jpg","26.30.30.0","8517 18 00"]
[397,"GPK-2UP/p/00","Obudowa gniazda podwójnego z przesłoną typu Keystone prosta",19.86,1,"szt","PLN","23%","",10,null,null,null,null,"5907577482930",null,null,"ARIA",null,null,"",null,10,null,"https://www.ospel.pl/sites/all/pliki/import/image/podtynk/aria/bialy/gpk-2up_p_00.jpg","",null,"","","",null,null,null,"BIAŁY",null,"","71 mm","71 mm","22 mm",null,null,"2024-06-04",null,"","https://www.ospel.pl/sites/all/pliki/import/image/podtynk/aria/bialy/gpk-2up_p_00.jpg","26.30.30.0","8517 18 00"]
[398,"GPK-2UP/p/18","Obudowa gniazda podwójnego z przesłoną typu Keystone prosta",25.03,1,"szt","PLN","23%","",4,null,null,null,null,"5907577483883",null,null,"ARIA",null,null,"",null,4,null,"https://www.ospel.pl/sites/all/pliki/import/image/podtynk/aria/srebro/gpk-2up_p_18.jpg","",null,"","","",null,null,null,"SREBRO",null,"","","","",null,null,"2024-06-04",null,"","https://www.ospel.pl/sites/all/pliki/import/image/podtynk/aria/srebro/gpk-2up_p_18.jpg","26.30.30.0","8517 18 00"]
[399,"GPK-2UP/p/27","Obudowa gniazda podwójnego z przesłoną typu Keystone prosta",19.86,1,"szt","PLN","23%","",10,null,null,null,null,"5907577492632",null,null,"ARIA",null,null,"",null,10,null,"https://www.ospel.pl/sites/all/pliki/import/image/podtynk/aria/ecru/gpk-2up_p_27.jpg","",null,"","","",null,null,null,"ECRU",null,"","","","",null,null,"2024-06-04",null,"","https://www.ospel.pl/sites/all/pliki/import/image/podtynk/aria/ecru/gpk-2up_p_27.jpg","26.30.30.0","8517 18 00"]
[400,"GPK-2UP/p/33","Obudowa gniazda podwójnego z przesłoną typu Keystone prosta",25.03,1,"szt","PLN","23%","",4,null,null,null,null,"5907577484774",null,null,"ARIA",null,null,"",null,4,null,"https://www.ospel.pl/sites/all/pliki/import/image/podtynk/aria/czarny/gpk-2up_p_33.jpg","",null,"","","",null,null,null,"CZARNY METALIK",null,"","","","",null,null,"2024-06-04",null,"","https://www.ospel.pl/sites/all/pliki/import/image/podtynk/aria/czarny/gpk-2up_p_33.jpg","26.30.30.0","8517 18 00"]
[401,"GPK-2UP/p/70","Obudowa gniazda podwójnego z przesłoną typu Keystone prosta",25.03,1,"szt","PLN","23%","",4,null,null,null,null,"5907577485665",null,null,"ARIA",null,null,"",null,4,null,"https://www.ospel.pl/sites/all/pliki/import/image/podtynk/aria/szary_mat/gpk-2up_p_70.jpg","",null,"","","",null,null,null,"SZARY MAT",null,"","","","",null,null,"2024-06-04",null,"","https://www.ospel.pl/sites/all/pliki/import/image/podtynk/aria/szary_mat/gpk-2up_p_70.jpg","26.30.30.0","8517 18 00"]
[402,"GPK-2US/p/00","Obudowa gniazda podwójnego typu Keystone skośna",10.55,1,"szt","PLN","23%","",10,null,null,null,null,"5907577482640",null,null,"ARIA",null,null,"",null,10,null,"https://www.ospel.pl/sites/all/pliki/import/image/podtynk/aria/bialy/gpk-2us_p_00.jpg","",null,"","","",null,null,null,"BIAŁY",null,"","71 mm","71 mm","21 mm",null,null,"2024-06-04",null,"","https://www.ospel.pl/sites/all/pliki/import/image/podtynk/aria/bialy/gpk-2us_p_00.jpg","26.30.30.0","8517 18 00"]
[403,"GPK-2US/p/18","Obudowa gniazda podwójnego typu Keystone skośna",15.95,1,"szt","PLN","23%","",4,null,null,null,null,"5907577483609",null,null,"ARIA",null,null,"",null,4,null,"https://www.ospel.pl/sites/all/pliki/import/image/podtynk/aria/srebro/gpk-2us_p_18.jpg","",null,"","","",null,null,null,"SREBRO",null,"","71 mm","71 mm","21 mm",null,null,"2024-06-04",null,"","https://www.ospel.pl/sites/all/pliki/import/image/podtynk/aria/srebro/gpk-2us_p_18.jpg","26.30.30.0","8517 18 00"]
[404,"GPK-2US/p/27","Obudowa gniazda podwójnego typu Keystone skośna",10.55,1,"szt","PLN","23%","",10,null,null,null,null,"5907577492359",null,null,"ARIA",null,null,"",null,10,null,"https://www.ospel.pl/sites/all/pliki/import/image/podtynk/aria/ecru/gpk-2us_p_27.jpg","",null,"","","",null,null,null,"ECRU",null,"","71 mm","71 mm","21 mm",null,null,"2024-06-04",null,"","https://www.ospel.pl/sites/all/pliki/import/image/podtynk/aria/ecru/gpk-2us_p_27.jpg","26.30.30.0","8517 18 00"]
[405,"GPK-2US/p/33","Obudowa gniazda podwójnego typu Keystone skośna",15.95,1,"szt","PLN","23%","",4,null,null,null,null,"5907577484491",null,null,"ARIA",null,null,"",null,4,null,"https://www.ospel.pl/sites/all/pliki/import/image/podtynk/aria/czarny/gpk-2us_p_33.jpg","",null,"","","",null,null,null,"CZARNY METALIK",null,"","71 mm","71 mm","21 mm",null,null,"2024-06-04",null,"","https://www.ospel.pl/sites/all/pliki/import/image/podtynk/aria/czarny/gpk-2us_p_33.jpg","26.30.30.0","8517 18 00"]
[406,"GPK-2US/p/70","Obudowa gniazda podwójnego typu Keystone skośna",15.95,1,"szt","PLN","23%","",4,null,null,null,null,"5907577485382",null,null,"ARIA",null,null,"",null,4,null,"https://www.ospel.pl/sites/all/pliki/import/image/podtynk/aria/szary_mat/gpk-2us_p_70.jpg","",null,"","","",null,null,null,"SZARY MAT",null,"","71 mm","71 mm","21 mm",null,null,"2024-06-04",null,"","https://www.ospel.pl/sites/all/pliki/import/image/podtynk/aria/szary_mat/gpk-2us_p_70.jpg","26.30.30.0","8517 18 00"]
[407,"GPPK-1U/m/00","Przyłącz kablowy",22.71,1,"szt","PLN","23%","",10,null,null,null,null,"5907577482718",null,null,"ARIA",null,null,"",null,10,null,"https://www.ospel.pl/sites/all/pliki/import/image/podtynk/aria/bialy/gppk-1u_m_00.jpg","",null,"5x4mm2 zaciski gwintowe","","",null,null,null,"BIAŁY",null,"","71 mm","71 mm","21 mm",null,null,"2024-06-04",null,"","https://www.ospel.pl/sites/all/pliki/import/image/podtynk/aria/bialy/gppk-1u_m_00.jpg","27.33.13.0","8536 90 10"]
[408,"GPPK-1U/m/18","Przyłącz kablowy",30.68,1,"szt","PLN","23%","",4,null,null,null,null,"5907577483678",null,null,"ARIA",null,null,"",null,4,null,"https://www.ospel.pl/sites/all/pliki/import/image/podtynk/aria/srebro/gppk-1u_m_18.jpg","",null,"5x4mm2 zaciski gwintowe","","",null,null,null,"SREBRO",null,"","71 mm","71 mm","21 mm",null,null,"2024-06-04",null,"","https://www.ospel.pl/sites/all/pliki/import/image/podtynk/aria/srebro/gppk-1u_m_18.jpg","27.33.13.0","8536 90 10"]
[409,"GPPK-1U/m/27","Przyłącz kablowy",22.71,1,"szt","PLN","23%","",10,null,null,null,null,"5907577492427",null,null,"ARIA",null,null,"",null,10,null,"https://www.ospel.pl/sites/all/pliki/import/image/podtynk/aria/ecru/gppk-1u_m_27.jpg","",null,"5x4mm2 zaciski gwintowe","","",null,null,null,"ECRU",null,"","71 mm","71 mm","21 mm",null,null,"2024-06-04",null,"","https://www.ospel.pl/sites/all/pliki/import/image/podtynk/aria/ecru/gppk-1u_m_27.jpg","27.33.13.0","8536 90 10"]
[410,"GPPK-1U/m/33","Przyłącz kablowy",30.68,1,"szt","PLN","23%","",4,null,null,null,null,"5907577484569",null,null,"ARIA",null,null,"",null,4,null,"https://www.ospel.pl/sites/all/pliki/import/image/podtynk/aria/czarny/gppk-1u_m_33.jpg","",null,"5x4mm2 zaciski gwintowe","","",null,null,null,"CZARNY METALIK",null,"","71 mm","71 mm","21 mm",null,null,"2024-06-04",null,"","https://www.ospel.pl/sites/all/pliki/import/image/podtynk/aria/czarny/gppk-1u_m_33.jpg","27.33.13.0","8536 90 10"]
[411,"GPPK-1U/m/70","Przyłącz kablowy",30.68,1,"szt","PLN","23%","",4,null,null,null,null,"5907577485450",null,null,"ARIA",null,null,"",null,4,null,"https://www.ospel.pl/sites/all/pliki/import/image/podtynk/aria/szary_mat/gppk-1u_m_70.jpg","",null,"5x4mm2 zaciski gwintowe","","",null,null,null,"SZARY MAT",null,"","71 mm","71 mm","21 mm",null,null,"2024-06-04",null,"","https://www.ospel.pl/sites/all/pliki/import/image/podtynk/aria/szary_mat/gppk-1u_m_70.jpg","27.33.13.0","8536 90 10"]
[412,"GPT-1U/m/00","Gniazdo telefoniczne pojedyncze",30.36,1,"szt","PLN","23%","",10,null,null,null,null,"5907577482565",null,null,"ARIA",null,null,"",null,10,null,"https://www.ospel.pl/sites/all/pliki/import/image/podtynk/aria/bialy/gpt-1u_m_00.jpg","",null,"Zaciski gwintowe","","",null,null,null,"BIAŁY",null,"","71 mm","71 mm","23 mm",null,null,"2024-06-04",null,"","https://www.ospel.pl/sites/all/pliki/import/image/podtynk/aria/bialy/gpt-1u_m_00.jpg","26.30.30.0","8517 18 00"]
[413,"GPT-1U/m/18","Gniazdo telefoniczne pojedyncze",40.74,1,"szt","PLN","23%","",4,null,null,null,null,"5907577483524",null,null,"ARIA",null,null,"",null,4,null,"https://www.ospel.pl/sites/all/pliki/import/image/podtynk/aria/srebro/gpt-1u_m_18.jpg","",null,"Zaciski gwintowe","","",null,null,null,"SREBRO",null,"","71 mm","71 mm","23 mm",null,null,"2024-06-04",null,"","https://www.ospel.pl/sites/all/pliki/import/image/podtynk/aria/srebro/gpt-1u_m_18.jpg","26.30.30.0","8517 18 00"]
[414,"GPT-1U/m/27","Gniazdo telefoniczne pojedyncze",30.36,1,"szt","PLN","23%","",10,null,null,null,null,"5907577492274",null,null,"ARIA",null,null,"",null,10,null,"https://www.ospel.pl/sites/all/pliki/import/image/podtynk/aria/ecru/gpt-1u_m_27.jpg","",null,"Zaciski gwintowe","","",null,null,null,"ECRU",null,"","71 mm","71 mm","23 mm",null,null,"2024-06-04",null,"","https://www.ospel.pl/sites/all/pliki/import/image/podtynk/aria/ecru/gpt-1u_m_27.jpg","26.30.30.0","8517 18 00"]
[415,"GPT-1U/m/33","Gniazdo telefoniczne pojedyncze",40.74,1,"szt","PLN","23%","",4,null,null,null,null,"5907577484415",null,null,"ARIA",null,null,"",null,4,null,"https://www.ospel.pl/sites/all/pliki/import/image/podtynk/aria/czarny/gpt-1u_m_33.jpg","",null,"Zaciski gwintowe","","",null,null,null,"CZARNY METALIK",null,"","71 mm","71 mm","23 mm",null,null,"2024-06-04",null,"","https://www.ospel.pl/sites/all/pliki/import/image/podtynk/aria/czarny/gpt-1u_m_33.jpg","26.30.30.0","8517 18 00"]
[416,"GPT-1U/m/70","Gniazdo telefoniczne pojedyncze",40.74,1,"szt","PLN","23%","",4,null,null,null,null,"5907577485306",null,null,"ARIA",null,null,"",null,4,null,"https://www.ospel.pl/sites/all/pliki/import/image/podtynk/aria/szary_mat/gpt-1u_m_70.jpg","",null,"Zaciski gwintowe","","",null,null,null,"SZARY MAT",null,"","71 mm","71 mm","23 mm",null,null,"2024-06-04",null,"","https://www.ospel.pl/sites/all/pliki/import/image/podtynk/aria/szary_mat/gpt-1u_m_70.jpg","26.30.30.0","8517 18 00"]
[417,"GPT-2UN/m/00","Gniazdo telefoniczne podwójne niezależne",44.63,1,"szt","PLN","23%","",10,null,null,null,null,"5907577482572",null,null,"ARIA",null,null,"",null,10,null,"https://www.ospel.pl/sites/all/pliki/import/image/podtynk/aria/bialy/gpt-2un_m_00.jpg","",null,"Zaciski gwintowe","","",null,null,null,"BIAŁY",null,"","71 mm","71 mm","23 mm",null,null,"2024-06-04",null,"","https://www.ospel.pl/sites/all/pliki/import/image/podtynk/aria/bialy/gpt-2un_m_00.jpg","26.30.30.0","8517 18 00"]
[418,"GPT-2UN/m/18","Gniazdo telefoniczne podwójne niezależne",51.48,1,"szt","PLN","23%","",4,null,null,null,null,"5907577483531",null,null,"ARIA",null,null,"",null,4,null,"https://www.ospel.pl/sites/all/pliki/import/image/podtynk/aria/srebro/gpt-2un_m_18.jpg","",null,"Zaciski gwintowe","","",null,null,null,"SREBRO",null,"","71 mm","71 mm","23 mm",null,null,"2024-06-04",null,"","https://www.ospel.pl/sites/all/pliki/import/image/podtynk/aria/srebro/gpt-2un_m_18.jpg","26.30.30.0","8517 18 00"]
[419,"GPT-2UN/m/27","Gniazdo telefoniczne podwójne niezależne",44.63,1,"szt","PLN","23%","",10,null,null,null,null,"5907577492281",null,null,"ARIA",null,null,"",null,10,null,"https://www.ospel.pl/sites/all/pliki/import/image/podtynk/aria/ecru/gpt-2un_m_27.jpg","",null,"Zaciski gwintowe","","",null,null,null,"ECRU",null,"","71 mm","71 mm","23 mm",null,null,"2024-06-04",null,"","https://www.ospel.pl/sites/all/pliki/import/image/podtynk/aria/ecru/gpt-2un_m_27.jpg","26.30.30.0","8517 18 00"]
[420,"GPT-2UN/m/33","Gniazdo telefoniczne podwójne niezależne",51.48,1,"szt","PLN","23%","",4,null,null,null,null,"5907577484422",null,null,"ARIA",null,null,"",null,4,null,"https://www.ospel.pl/sites/all/pliki/import/image/podtynk/aria/czarny/gpt-2un_m_33.jpg","",null,"Zaciski gwintowe","","",null,null,null,"CZARNY METALIK",null,"","71 mm","71 mm","23 mm",null,null,"2024-06-04",null,"","https://www.ospel.pl/sites/all/pliki/import/image/podtynk/aria/czarny/gpt-2un_m_33.jpg","26.30.30.0","8517 18 00"]
[421,"GPT-2UN/m/70","Gniazdo telefoniczne podwójne niezależne",51.48,1,"szt","PLN","23%","",4,null,null,null,null,"5907577485313",null,null,"ARIA",null,null,"",null,4,null,"https://www.ospel.pl/sites/all/pliki/import/image/podtynk/aria/szary_mat/gpt-2un_m_70.jpg","",null,"Zaciski gwintowe","","",null,null,null,"SZARY MAT",null,"","71 mm","71 mm","23 mm",null,null,"2024-06-04",null,"","https://www.ospel.pl/sites/all/pliki/import/image/podtynk/aria/szary_mat/gpt-2un_m_70.jpg","26.30.30.0","8517 18 00"]
[422,"GPT-2UR/m/00","Gniazdo telefoniczne podwójne równoległe",44.63,1,"szt","PLN","23%","",10,null,null,null,null,"5907577482589",null,null,"ARIA",null,null,"",null,10,null,"https://www.ospel.pl/sites/all/pliki/import/image/podtynk/aria/bialy/gpt-2ur_m_00.jpg","",null,"Zaciski gwintowe","","",null,null,null,"BIAŁY",null,"","71 mm","71 mm","23 mm",null,null,"2024-06-04",null,"","https://www.ospel.pl/sites/all/pliki/import/image/podtynk/aria/bialy/gpt-2ur_m_00.jpg","26.30.30.0","8517 18 00"]
[423,"GPT-2UR/m/18","Gniazdo telefoniczne podwójne równoległe",51.48,1,"szt","PLN","23%","",4,null,null,null,null,"5907577483548",null,null,"ARIA",null,null,"",null,4,null,"https://www.ospel.pl/sites/all/pliki/import/image/podtynk/aria/srebro/gpt-2ur_m_18.jpg","",null,"Zaciski gwintowe","","",null,null,null,"SREBRO",null,"","71 mm","71 mm","23 mm",null,null,"2024-06-04",null,"","https://www.ospel.pl/sites/all/pliki/import/image/podtynk/aria/srebro/gpt-2ur_m_18.jpg","26.30.30.0","8517 18 00"]
[424,"GPT-2UR/m/27","Gniazdo telefoniczne podwójne równoległe",44.63,1,"szt","PLN","23%","",10,null,null,null,null,"5907577492298",null,null,"ARIA",null,null,"",null,10,null,"https://www.ospel.pl/sites/all/pliki/import/image/podtynk/aria/ecru/gpt-2ur_m_27.jpg","",null,"Zaciski gwintowe","","",null,null,null,"ECRU",null,"","71 mm","71 mm","23 mm",null,null,"2024-06-04",null,"","https://www.ospel.pl/sites/all/pliki/import/image/podtynk/aria/ecru/gpt-2ur_m_27.jpg","26.30.30.0","8517 18 00"]
[425,"GPT-2UR/m/33","Gniazdo telefoniczne podwójne równoległe",51.48,1,"szt","PLN","23%","",4,null,null,null,null,"5907577484439",null,null,"ARIA",null,null,"",null,4,null,"https://www.ospel.pl/sites/all/pliki/import/image/podtynk/aria/czarny/gpt-2ur_m_33.jpg","",null,"Zaciski gwintowe","","",null,null,null,"CZARNY METALIK",null,"","71 mm","71 mm","23 mm",null,null,"2024-06-04",null,"","https://www.ospel.pl/sites/all/pliki/import/image/podtynk/aria/czarny/gpt-2ur_m_33.jpg","26.30.30.0","8517 18 00"]
[426,"GPT-2UR/m/70","Gniazdo telefoniczne podwójne równoległe",51.48,1,"szt","PLN","23%","",4,null,null,null,null,"5907577485320",null,null,"ARIA",null,null,"",null,4,null,"https://www.ospel.pl/sites/all/pliki/import/image/podtynk/aria/szary_mat/gpt-2ur_m_70.jpg","",null,"Zaciski gwintowe","","",null,null,null,"SZARY MAT",null,"","71 mm","71 mm","23 mm",null,null,"2024-06-04",null,"","https://www.ospel.pl/sites/all/pliki/import/image/podtynk/aria/szary_mat/gpt-2ur_m_70.jpg","26.30.30.0","8517 18 00"]
[427,"ŁP-10U/m/00","Łącznik podwójny schodowy",30.32,1,"szt","PLN","23%","",10,null,null,null,null,"5907577482169",null,null,"ARIA",null,null,"",null,10,null,"https://www.ospel.pl/sites/all/pliki/import/image/podtynk/aria/bialy/lp-10u_m_00.jpg","",null,"10AX/250~, IP-20 zaciski bezgwintowe","","",null,null,null,"BIAŁY",null,"0.084 kg","71 mm","71 mm","25 mm",null,null,"2024-06-04",null,"https://www.ospel.pl/sites/all/pliki/import/image/schematy/lacznik_podwojny_schodowy.jpg","https://www.ospel.pl/sites/all/pliki/import/image/podtynk/aria/bialy/lp-10u_m_00.jpg","27.33.11.0","8536 50 07"]
[428,"ŁP-10U/m/18","Łącznik podwójny schodowy",33.25,1,"szt","PLN","23%","",4,null,null,null,null,"5907577483142",null,null,"ARIA",null,null,"",null,4,null,"https://www.ospel.pl/sites/all/pliki/import/image/podtynk/aria/srebro/lp-10u_m_18.jpg","",null,"10AX/250~, IP-20 zaciski bezgwintowe","","",null,null,null,"SREBRO",null,"0.084 kg","71 mm","71 mm","25 mm",null,null,"2024-06-04",null,"https://www.ospel.pl/sites/all/pliki/import/image/schematy/lacznik_podwojny_schodowy.jpg","https://www.ospel.pl/sites/all/pliki/import/image/podtynk/aria/srebro/lp-10u_m_18.jpg","27.33.11.0","8536 50 07"]
[429,"ŁP-10U/m/27","Łącznik podwójny schodowy",30.32,1,"szt","PLN","23%","",10,null,null,null,null,"5907577491871",null,null,"ARIA",null,null,"",null,10,null,"https://www.ospel.pl/sites/all/pliki/import/image/podtynk/aria/ecru/lp-10u_m_27.jpg","",null,"10AX/250~, IP-20 zaciski bezgwintowe","","",null,null,null,"ECRU",null,"0.084 kg","71 mm","71 mm","25 mm",null,null,"2024-06-04",null,"https://www.ospel.pl/sites/all/pliki/import/image/schematy/lacznik_podwojny_schodowy.jpg","https://www.ospel.pl/sites/all/pliki/import/image/podtynk/aria/ecru/lp-10u_m_27.jpg","27.33.11.0","8536 50 07"]
[430,"ŁP-10U/m/33","Łącznik podwójny schodowy",33.25,1,"szt","PLN","23%","",4,null,null,null,null,"5907577484033",null,null,"ARIA",null,null,"",null,4,null,"https://www.ospel.pl/sites/all/pliki/import/image/podtynk/aria/czarny/lp-10u_m_33.jpg","",null,"10AX/250~, IP-20 zaciski bezgwintowe","","",null,null,null,"CZARNY METALIK",null,"0.084 kg","71 mm","71 mm","25 mm",null,null,"2024-06-04",null,"https://www.ospel.pl/sites/all/pliki/import/image/schematy/lacznik_podwojny_schodowy.jpg","https://www.ospel.pl/sites/all/pliki/import/image/podtynk/aria/czarny/lp-10u_m_33.jpg","27.33.11.0","8536 50 07"]
[431,"ŁP-10U/m/70","Łącznik podwójny schodowy",33.25,1,"szt","PLN","23%","",4,null,null,null,null,"5907577484927",null,null,"ARIA",null,null,"",null,4,null,"https://www.ospel.pl/sites/all/pliki/import/image/podtynk/aria/szary_mat/lp-10u_m_70.jpg","",null,"10AX/250~, IP-20 zaciski bezgwintowe","","",null,null,null,"SZARY MAT",null,"0.084 kg","71 mm","71 mm","25 mm",null,null,"2024-06-04",null,"https://www.ospel.pl/sites/all/pliki/import/image/schematy/lacznik_podwojny_schodowy.jpg","https://www.ospel.pl/sites/all/pliki/import/image/podtynk/aria/szary_mat/lp-10u_m_70.jpg","27.33.11.0","8536 50 07"]
[432,"ŁP-11U/m/00","Łącznik dwubiegunowy",23.44,1,"szt","PLN","23%","",10,null,null,null,null,"5907577482138",null,null,"ARIA",null,null,"",null,10,null,"https://www.ospel.pl/sites/all/pliki/import/image/podtynk/aria/bialy/lp-11u_m_00.jpg","",null,"10AX/250~, IP-20 zaciski bezgwintowe","","",null,null,null,"BIAŁY",null,"0.075 kg","71 mm","71 mm","25 mm",null,null,"2024-06-04",null,"https://www.ospel.pl/sites/all/pliki/import/image/schematy/lacznik_dwubiegunowy.jpg","https://www.ospel.pl/sites/all/pliki/import/image/podtynk/aria/bialy/lp-11u_m_00.jpg","27.33.11.0","8536 50 07"]
[433,"ŁP-11U/m/18","Łącznik dwubiegunowy",28.23,1,"szt","PLN","23%","",4,null,null,null,null,"5907577483111",null,null,"ARIA",null,null,"",null,4,null,"https://www.ospel.pl/sites/all/pliki/import/image/podtynk/aria/srebro/lp-11u_m_18.jpg","",null,"10AX/250~, IP-20 zaciski bezgwintowe","","",null,null,null,"SREBRO",null,"0.075 kg","71 mm","71 mm","25 mm",null,null,"2024-06-04",null,"https://www.ospel.pl/sites/all/pliki/import/image/schematy/lacznik_dwubiegunowy.jpg","https://www.ospel.pl/sites/all/pliki/import/image/podtynk/aria/srebro/lp-11u_m_18.jpg","27.33.11.0","8536 50 07"]
[434,"ŁP-11U/m/27","Łącznik dwubiegunowy",23.44,1,"szt","PLN","23%","",10,null,null,null,null,"5907577491840",null,null,"ARIA",null,null,"",null,10,null,"https://www.ospel.pl/sites/all/pliki/import/image/podtynk/aria/ecru/lp-11u_m_27.jpg","",null,"10AX/250~, IP-20 zaciski bezgwintowe","","",null,null,null,"ECRU",null,"0.075 kg","71 mm","71 mm","25 mm",null,null,"2024-06-04",null,"https://www.ospel.pl/sites/all/pliki/import/image/schematy/lacznik_dwubiegunowy.jpg","https://www.ospel.pl/sites/all/pliki/import/image/podtynk/aria/ecru/lp-11u_m_27.jpg","27.33.11.0","8536 50 07"]
[435,"ŁP-11U/m/33","Łącznik dwubiegunowy",28.23,1,"szt","PLN","23%","",4,null,null,null,null,"5907577484002",null,null,"ARIA",null,null,"",null,4,null,"https://www.ospel.pl/sites/all/pliki/import/image/podtynk/aria/czarny/lp-11u_m_33.jpg","",null,"10AX/250~, IP-20 zaciski bezgwintowe","","",null,null,null,"CZARNY METALIK",null,"0.075 kg","71 mm","71 mm","25 mm",null,null,"2024-06-04",null,"https://www.ospel.pl/sites/all/pliki/import/image/schematy/lacznik_dwubiegunowy.jpg","https://www.ospel.pl/sites/all/pliki/import/image/podtynk/aria/czarny/lp-11u_m_33.jpg","27.33.11.0","8536 50 07"]
[436,"ŁP-11U/m/70","Łącznik dwubiegunowy",28.23,1,"szt","PLN","23%","",4,null,null,null,null,"5907577484897",null,null,"ARIA",null,null,"",null,4,null,"https://www.ospel.pl/sites/all/pliki/import/image/podtynk/aria/szary_mat/lp-11u_m_70.jpg","",null,"10AX/250~, IP-20 zaciski bezgwintowe","","",null,null,null,"SZARY MAT",null,"0.075 kg","71 mm","71 mm","25 mm",null,null,"2024-06-04",null,"https://www.ospel.pl/sites/all/pliki/import/image/schematy/lacznik_dwubiegunowy.jpg","https://www.ospel.pl/sites/all/pliki/import/image/podtynk/aria/szary_mat/lp-11u_m_70.jpg","27.33.11.0","8536 50 07"]
[437,"ŁP-12US/m/00","Łącznik kontrolny z podświetleniem pomarańczowym",25.9,1,"szt","PLN","23%","",10,null,null,null,null,"5907577482145",null,null,"ARIA",null,null,"",null,10,null,"https://www.ospel.pl/sites/all/pliki/import/image/podtynk/aria/bialy/lp-12us_m_00.jpg","",null,"10AX/250~, IP-20 zaciski bezgwintowe","","",null,null,null,"BIAŁY",null,"","71 mm","71 mm","25 mm",null,null,"2024-06-04",null,"","https://www.ospel.pl/sites/all/pliki/import/image/podtynk/aria/bialy/lp-12us_m_00.jpg","27.33.11.0","8536 50 07"]
[438,"ŁP-12US/m/18","Łącznik kontrolny z podświetleniem niebieskim",30.56,1,"szt","PLN","23%","",4,null,null,null,null,"5907577483128",null,null,"ARIA",null,null,"",null,4,null,"https://www.ospel.pl/sites/all/pliki/import/image/podtynk/aria/srebro/lp-12us_m_18.jpg","",null,"10AX/250~, IP-20 zaciski bezgwintowe","","",null,null,null,"SREBRO",null,"","71 mm","71 mm","25 mm",null,null,"2024-06-04",null,"","https://www.ospel.pl/sites/all/pliki/import/image/podtynk/aria/srebro/lp-12us_m_18.jpg","27.33.11.0","8536 50 07"]
[439,"ŁP-12US/m/27","Łącznik kontrolny z podświetleniem pomarańczowym",25.9,1,"szt","PLN","23%","",10,null,null,null,null,"5907577491857",null,null,"ARIA",null,null,"",null,10,null,"https://www.ospel.pl/sites/all/pliki/import/image/podtynk/aria/ecru/lp-12us_m_27.jpg","",null,"10AX/250~, IP-20 zaciski bezgwintowe","","",null,null,null,"ECRU",null,"","71 mm","71 mm","25 mm",null,null,"2024-06-04",null,"","https://www.ospel.pl/sites/all/pliki/import/image/podtynk/aria/ecru/lp-12us_m_27.jpg","27.33.11.0","8536 50 07"]
[440,"ŁP-12US/m/33","Łącznik kontrolny z podświetleniem niebieskim",30.56,1,"szt","PLN","23%","",4,null,null,null,null,"5907577484019",null,null,"ARIA",null,null,"",null,4,null,"https://www.ospel.pl/sites/all/pliki/import/image/podtynk/aria/czarny/lp-12us_m_33.jpg","",null,"10AX/250~, IP-20 zaciski bezgwintowe","","",null,null,null,"CZARNY METALIK",null,"","71 mm","71 mm","25 mm",null,null,"2024-06-04",null,"","https://www.ospel.pl/sites/all/pliki/import/image/podtynk/aria/czarny/lp-12us_m_33.jpg","27.33.11.0","8536 50 07"]
[441,"ŁP-12US/m/70","Łącznik kontrolny z podświetleniem niebieskim",30.56,1,"szt","PLN","23%","",4,null,null,null,null,"5907577484903",null,null,"ARIA",null,null,"",null,4,null,"https://www.ospel.pl/sites/all/pliki/import/image/podtynk/aria/szary_mat/lp-12us_m_70.jpg","",null,"10AX/250~, IP-20 zaciski bezgwintowe","","",null,null,null,"SZARY MAT",null,"","71 mm","71 mm","25 mm",null,null,"2024-06-04",null,"","https://www.ospel.pl/sites/all/pliki/import/image/podtynk/aria/szary_mat/lp-12us_m_70.jpg","27.33.11.0","8536 50 07"]
[442,"ŁP-13U/m/00","Łącznik potrójny",31.41,1,"szt","PLN","23%","",10,null,null,null,null,"5907577482183",null,null,"ARIA",null,null,"",null,10,null,"https://www.ospel.pl/sites/all/pliki/import/image/podtynk/aria/bialy/lp-13u_m_00.jpg","",null,"10AX/250~, IP-20 zaciski bezgwintowe","","",null,null,null,"BIAŁY",null,"","71 mm","71 mm","25 mm",null,null,"2024-06-04",null,"","https://www.ospel.pl/sites/all/pliki/import/image/podtynk/aria/bialy/lp-13u_m_00.jpg","27.33.11.0","8536 50 07"]
[443,"ŁP-13U/m/18","Łącznik potrójny",40.380000000000003,1,"szt","PLN","23%","",4,null,null,null,null,"5907577483166",null,null,"ARIA",null,null,"",null,4,null,"https://www.ospel.pl/sites/all/pliki/import/image/podtynk/aria/srebro/lp-13u_m_18.jpg","",null,"10AX/250~, IP-20 zaciski bezgwintowe","","",null,null,null,"SREBRO",null,"","71 mm","71 mm","25 mm",null,null,"2024-06-04",null,"","https://www.ospel.pl/sites/all/pliki/import/image/podtynk/aria/srebro/lp-13u_m_18.jpg","27.33.11.0","8536 50 07"]
[444,"ŁP-13U/m/27","Łącznik potrójny",31.41,1,"szt","PLN","23%","",10,null,null,null,null,"5907577491895",null,null,"ARIA",null,null,"",null,10,null,"https://www.ospel.pl/sites/all/pliki/import/image/podtynk/aria/ecru/lp-13u_m_27.jpg","",null,"10AX/250~, IP-20 zaciski bezgwintowe","","",null,null,null,"ECRU",null,"","71 mm","71 mm","25 mm",null,null,"2024-06-04",null,"","https://www.ospel.pl/sites/all/pliki/import/image/podtynk/aria/ecru/lp-13u_m_27.jpg","27.33.11.0","8536 50 07"]
[445,"ŁP-13U/m/33","Łącznik potrójny",40.380000000000003,1,"szt","PLN","23%","",4,null,null,null,null,"5907577484057",null,null,"ARIA",null,null,"",null,4,null,"https://www.ospel.pl/sites/all/pliki/import/image/podtynk/aria/czarny/lp-13u_m_33.jpg","",null,"10AX/250~, IP-20 zaciski bezgwintowe","","",null,null,null,"CZARNY METALIK",null,"","71 mm","71 mm","25 mm",null,null,"2024-06-04",null,"","https://www.ospel.pl/sites/all/pliki/import/image/podtynk/aria/czarny/lp-13u_m_33.jpg","27.33.11.0","8536 50 07"]
[446,"ŁP-13U/m/70","Łącznik potrójny",40.380000000000003,1,"szt","PLN","23%","",4,null,null,null,null,"5907577484941",null,null,"ARIA",null,null,"",null,4,null,"https://www.ospel.pl/sites/all/pliki/import/image/podtynk/aria/szary_mat/lp-13u_m_70.jpg","",null,"10AX/250~, IP-20 zaciski bezgwintowe","","",null,null,null,"SZARY MAT",null,"","71 mm","71 mm","25 mm",null,null,"2024-06-04",null,"","https://www.ospel.pl/sites/all/pliki/import/image/podtynk/aria/szary_mat/lp-13u_m_70.jpg","27.33.11.0","8536 50 07"]
[447,"ŁP-15US/m/00","Łącznik hotelowy z podświetleniem pomarańczowym",107.98,1,"szt","PLN","23%","",5,null,null,null,null,"5907577482732",null,null,"ARIA",null,null,"",null,5,null,"https://www.ospel.pl/sites/all/pliki/import/image/podtynk/aria/bialy/lp-15us_m_00.jpg","",null,"16A230~, IP-20, zaciski gwintowe","","Tylko na zamówienie",null,null,null,"BIAŁY",null,"","71 mm","71 mm","32 mm",null,null,"2024-06-04",null,"","https://www.ospel.pl/sites/all/pliki/import/image/podtynk/aria/bialy/lp-15us_m_00.jpg","27.33.11.0","8536 50 05"]
[448,"ŁP-15US/m/18","Łącznik hotelowy z podświetleniem pomarańczowym",112.16,1,"szt","PLN","23%","",5,null,null,null,null,"5907577483692",null,null,"ARIA",null,null,"",null,5,null,"https://www.ospel.pl/sites/all/pliki/import/image/podtynk/aria/srebro/lp-15us_m_18.jpg","",null,"16A230~, IP-20, zaciski gwintowe","","Tylko na zamówienie",null,null,null,"SREBRO",null,"","71 mm","71 mm","32 mm",null,null,"2024-06-04",null,"","https://www.ospel.pl/sites/all/pliki/import/image/podtynk/aria/srebro/lp-15us_m_18.jpg","27.33.11.0","8536 50 05"]
[449,"ŁP-15US/m/27","Łącznik hotelowy z podświetleniem pomarańczowym",107.98,1,"szt","PLN","23%","",5,null,null,null,null,"5907577492441",null,null,"ARIA",null,null,"",null,5,null,"https://www.ospel.pl/sites/all/pliki/import/image/podtynk/aria/ecru/lp-15us_m_27.jpg","",null,"16A230~, IP-20, zaciski gwintowe","","Tylko na zamówienie",null,null,null,"ECRU",null,"","71 mm","71 mm","32 mm",null,null,"2024-06-04",null,"","https://www.ospel.pl/sites/all/pliki/import/image/podtynk/aria/ecru/lp-15us_m_27.jpg","27.33.11.0","8536 50 05"]
[450,"ŁP-15US/m/33","Łącznik hotelowy z podświetleniem pomarańczowym",112.16,1,"szt","PLN","23%","",5,null,null,null,null,"5907577484583",null,null,"ARIA",null,null,"",null,5,null,"https://www.ospel.pl/sites/all/pliki/import/image/podtynk/aria/czarny/lp-15us_m_33.jpg","",null,"16A230~, IP-20, zaciski gwintowe","","Tylko na zamówienie",null,null,null,"CZARNY METALIK",null,"","71 mm","71 mm","32 mm",null,null,"2024-06-04",null,"","https://www.ospel.pl/sites/all/pliki/import/image/podtynk/aria/czarny/lp-15us_m_33.jpg","27.33.11.0","8536 50 05"]
[451,"ŁP-15US/m/70","Łącznik hotelowy z podświetleniem pomarańczowym",112.16,1,"szt","PLN","23%","",5,null,null,null,null,"5907577485474",null,null,"ARIA",null,null,"",null,5,null,"https://www.ospel.pl/sites/all/pliki/import/image/podtynk/aria/szary_mat/lp-15us_m_70.jpg","",null,"16A230~, IP-20, zaciski gwintowe","","Tylko na zamówienie",null,null,null,"SZARY MAT",null,"","71 mm","71 mm","32 mm",null,null,"2024-06-04",null,"","https://www.ospel.pl/sites/all/pliki/import/image/podtynk/aria/szary_mat/lp-15us_m_70.jpg","27.33.11.0","8536 50 05"]
[452,"ŁP-16U/m/00","Elektroniczny czujnik ruchu",246.11,1,"szt","PLN","23%","",5,null,null,null,null,"5907577482749",null,null,"ARIA",null,null,"",null,5,null,"https://www.ospel.pl/sites/all/pliki/import/image/podtynk/aria/bialy/lp-16u_m_00.jpg","",null,"Zasięg działania do 7 metrów","","Tylko na zamówienie",null,null,null,"BIAŁY",null,"","71 mm","71 mm","31 mm",null,null,"2024-06-04",null,"","https://www.ospel.pl/sites/all/pliki/import/image/podtynk/aria/bialy/lp-16u_m_00.jpg","27.33.11.0","8536 50 05"]
[453,"ŁP-16U/m/18","Elektroniczny czujnik ruchu",260.41000000000003,1,"szt","PLN","23%","",5,null,null,null,null,"5907577483708",null,null,"ARIA",null,null,"",null,5,null,"https://www.ospel.pl/sites/all/pliki/import/image/podtynk/aria/srebro/lp-16u_m_18.jpg","",null,"Zasięg działania do 7 metrów","","Tylko na zamówienie",null,null,null,"SREBRO",null,"","71 mm","71 mm","31 mm",null,null,"2024-06-04",null,"","https://www.ospel.pl/sites/all/pliki/import/image/podtynk/aria/srebro/lp-16u_m_18.jpg","27.33.11.0","8536 50 05"]
[454,"ŁP-16U/m/27","Elektroniczny czujnik ruchu",246.11,1,"szt","PLN","23%","",5,null,null,null,null,"5907577492458",null,null,"ARIA",null,null,"",null,5,null,"https://www.ospel.pl/sites/all/pliki/import/image/podtynk/aria/ecru/lp-16u_m_27.jpg","",null,"Zasięg działania do 7 metrów","","Tylko na zamówienie",null,null,null,"ECRU",null,"","71 mm","71 mm","31 mm",null,null,"2024-06-04",null,"","https://www.ospel.pl/sites/all/pliki/import/image/podtynk/aria/ecru/lp-16u_m_27.jpg","27.33.11.0","8536 50 05"]
[455,"ŁP-16U/m/33","Elektroniczny czujnik ruchu",260.41000000000003,1,"szt","PLN","23%","",5,null,null,null,null,"5907577484590",null,null,"ARIA",null,null,"",null,5,null,"https://www.ospel.pl/sites/all/pliki/import/image/podtynk/aria/czarny/lp-16u_m_33.jpg","",null,"Zasięg działania do 7 metrów","","Tylko na zamówienie",null,null,null,"CZARNY METALIK",null,"","71 mm","71 mm","31 mm",null,null,"2024-06-04",null,"","https://www.ospel.pl/sites/all/pliki/import/image/podtynk/aria/czarny/lp-16u_m_33.jpg","27.33.11.0","8536 50 05"]
[456,"ŁP-16U/m/70","Elektroniczny czujnik ruchu",260.41000000000003,1,"szt","PLN","23%","",5,null,null,null,null,"5907577485481",null,null,"ARIA",null,null,"",null,5,null,"https://www.ospel.pl/sites/all/pliki/import/image/podtynk/aria/szary_mat/lp-16u_m_70.jpg","",null,"Zasięg działania do 7 metrów","","Tylko na zamówienie",null,null,null,"SZARY MAT",null,"","71 mm","71 mm","31 mm",null,null,"2024-06-04",null,"","https://www.ospel.pl/sites/all/pliki/import/image/podtynk/aria/szary_mat/lp-16u_m_70.jpg","27.33.11.0","8536 50 05"]
[457,"ŁP-17U/m/00","Łącznik podwójny zwierny",28.47,1,"szt","PLN","23%","",10,null,null,null,null,"5907577482176",null,null,"ARIA",null,null,"",null,10,null,"https://www.ospel.pl/sites/all/pliki/import/image/podtynk/aria/bialy/lp-2u_m_00.jpg","",null,"10AX/250~, IP-20 zaciski bezgwintowe","","",null,null,null,"BIAŁY",null,"0.076 kg","71 mm","71 mm","25 mm",null,null,"2024-06-04",null,"","https://www.ospel.pl/sites/all/pliki/import/image/podtynk/aria/bialy/lp-2u_m_00.jpg","27.33.11.0","8536 50 07"]
[458,"ŁP-17U/m/18","Łącznik podwójny zwierny",36.21,1,"szt","PLN","23%","",4,null,null,null,null,"5907577483159",null,null,"ARIA",null,null,"",null,4,null,"https://www.ospel.pl/sites/all/pliki/import/image/podtynk/aria/srebro/lp-17u_m_18.jpg","",null,"10AX/250~, IP-20 zaciski bezgwintowe","","",null,null,null,"SREBRO",null,"0.076 kg","71 mm","71 mm","25 mm",null,null,"2024-06-04",null,"","https://www.ospel.pl/sites/all/pliki/import/image/podtynk/aria/srebro/lp-17u_m_18.jpg","27.33.11.0","8536 50 07"]
[459,"ŁP-17U/m/27","Łącznik podwójny zwierny",28.47,1,"szt","PLN","23%","",10,null,null,null,null,"5907577491888",null,null,"ARIA",null,null,"",null,10,null,"https://www.ospel.pl/sites/all/pliki/import/image/podtynk/aria/ecru/lp-17u_m_27.jpg","",null,"10AX/250~, IP-20 zaciski bezgwintowe","","",null,null,null,"ECRU",null,"0.076 kg","71 mm","71 mm","25 mm",null,null,"2024-06-04",null,"","https://www.ospel.pl/sites/all/pliki/import/image/podtynk/aria/ecru/lp-17u_m_27.jpg","27.33.11.0","8536 50 07"]
[460,"ŁP-17U/m/33","Łącznik podwójny zwierny",36.21,1,"szt","PLN","23%","",4,null,null,null,null,"5907577484040",null,null,"ARIA",null,null,"",null,4,null,"https://www.ospel.pl/sites/all/pliki/import/image/podtynk/aria/czarny/lp-17u_m_33.jpg","",null,"10AX/250~, IP-20 zaciski bezgwintowe","","",null,null,null,"CZARNY METALIK",null,"0.076 kg","71 mm","71 mm","25 mm",null,null,"2024-06-04",null,"","https://www.ospel.pl/sites/all/pliki/import/image/podtynk/aria/czarny/lp-17u_m_33.jpg","27.33.11.0","8536 50 07"]
[461,"ŁP-17U/m/70","Łącznik podwójny zwierny",36.21,1,"szt","PLN","23%","",4,null,null,null,null,"5907577484934",null,null,"ARIA",null,null,"",null,4,null,"https://www.ospel.pl/sites/all/pliki/import/image/podtynk/aria/szary_mat/lp-17u_m_70.jpg","",null,"10AX/250~, IP-20 zaciski bezgwintowe","","",null,null,null,"SZARY MAT",null,"0.076 kg","71 mm","71 mm","25 mm",null,null,"2024-06-04",null,"","https://www.ospel.pl/sites/all/pliki/import/image/podtynk/aria/szary_mat/lp-17u_m_70.jpg","27.33.11.0","8536 50 07"]
[462,"ŁP-19U/m/00","Łącznik podwójny krzyżowy",50.42,1,"szt","PLN","23%","",10,null,null,null,null,"5906729017327",null,null,"ARIA",null,null,"",null,10,null,"https://www.ospel.pl/sites/all/pliki/import/image/podtynk/aria/bialy/lp-2u_m_00.jpg","",null,"10AX250~, IP-20 zaciski gwintowe","","",null,null,null,"BIAŁY",null,"","71 mm","71 mm","25 mm",null,null,"2024-06-04",null,"","https://www.ospel.pl/sites/all/pliki/import/image/podtynk/aria/bialy/lp-2u_m_00.jpg","27.33.11.0","8536 50 07"]
[463,"ŁP-19U/m/18","Łącznik podwójny krzyżowy",56.81,1,"szt","PLN","23%","",4,null,null,null,null,"5906729017334",null,null,"ARIA",null,null,"",null,4,null,"https://www.ospel.pl/sites/all/pliki/import/image/podtynk/aria/srebro/lp-2u_m_18.jpg","",null,"10AX250~, IP-20 zaciski gwintowe","","",null,null,null,"SREBRO",null,"","71 mm","71 mm","25 mm",null,null,"2024-06-04",null,"","https://www.ospel.pl/sites/all/pliki/import/image/podtynk/aria/srebro/lp-2u_m_18.jpg","27.33.11.0","8536 50 07"]
[464,"ŁP-19U/m/27","Łącznik podwójny krzyżowy",50.42,1,"szt","PLN","23%","",10,null,null,null,null,"5906729017341",null,null,"ARIA",null,null,"",null,10,null,"https://www.ospel.pl/sites/all/pliki/import/image/podtynk/aria/ecru/lp-2u_m_27.jpg","",null,"10AX250~, IP-20 zaciski gwintowe","","",null,null,null,"ECRU",null,"","71 mm","71 mm","25 mm",null,null,"2024-06-04",null,"","https://www.ospel.pl/sites/all/pliki/import/image/podtynk/aria/ecru/lp-2u_m_27.jpg","27.33.11.0","8536 50 07"]
[465,"ŁP-19U/m/33","Łącznik podwójny krzyżowy",56.81,1,"szt","PLN","23%","",4,null,null,null,null,"5906729017358",null,null,"ARIA",null,null,"",null,4,null,"https://www.ospel.pl/sites/all/pliki/import/image/podtynk/aria/czarny/lp-2u_m_33.jpg","",null,"10AX250~, IP-20 zaciski gwintowe","","",null,null,null,"CZARNY METALIK",null,"","71 mm","71 mm","25 mm",null,null,"2024-06-04",null,"","https://www.ospel.pl/sites/all/pliki/import/image/podtynk/aria/czarny/lp-2u_m_33.jpg","27.33.11.0","8536 50 07"]
[466,"ŁP-19U/m/70","Łącznik podwójny krzyżowy",56.81,1,"szt","PLN","23%","",4,null,null,null,null,"5906729017365",null,null,"ARIA",null,null,"",null,4,null,"https://www.ospel.pl/sites/all/pliki/import/image/podtynk/aria/szary_mat/lp-2u_m_70.jpg","",null,"10AX250~, IP-20 zaciski gwintowe","","",null,null,null,"SZARY MAT",null,"","71 mm","71 mm","25 mm",null,null,"2024-06-04",null,"","https://www.ospel.pl/sites/all/pliki/import/image/podtynk/aria/szary_mat/lp-2u_m_70.jpg","27.33.11.0","8536 50 07"]
[467,"ŁP-1U/m/00","Łącznik jednobiegunowy",17.07,1,"szt","PLN","23%","",10,null,null,null,null,"5907577482046",null,null,"ARIA",null,null,"",null,10,null,"https://www.ospel.pl/sites/all/pliki/import/image/podtynk/aria/bialy/lp-1u_m_00.jpg","",null,"10AX/250~, IP-20 zaciski bezgwintowe","","",null,null,null,"BIAŁY",null,"0.076 kg","71 mm","71 mm","25 mm",null,null,"2024-06-04",null,"","https://www.ospel.pl/sites/all/pliki/import/image/podtynk/aria/bialy/lp-1u_m_00.jpg","27.33.11.0","8536 50 07"]
[468,"ŁP-1U/m/18","Łącznik jednobiegunowy",25.65,1,"szt","PLN","23%","",4,null,null,null,null,"5907577483029",null,null,"ARIA",null,null,"",null,4,null,"https://www.ospel.pl/sites/all/pliki/import/image/podtynk/aria/srebro/lp-1u_m_18.jpg","",null,"10AX/250~, IP-20 zaciski bezgwintowe","","",null,null,null,"SREBRO",null,"0.076 kg","71 mm","71 mm","25 mm",null,null,"2024-06-04",null,"","https://www.ospel.pl/sites/all/pliki/import/image/podtynk/aria/srebro/lp-1u_m_18.jpg","27.33.11.0","8536 50 07"]
[469,"ŁP-1U/m/27","Łącznik jednobiegunowy",17.07,1,"szt","PLN","23%","",10,null,null,null,null,"5907577491758",null,null,"ARIA",null,null,"",null,10,null,"https://www.ospel.pl/sites/all/pliki/import/image/podtynk/aria/ecru/lp-1u_m_27.jpg","",null,"10AX/250~, IP-20 zaciski bezgwintowe","","",null,null,null,"ECRU",null,"0.076 kg","71 mm","71 mm","25 mm",null,null,"2024-06-04",null,"","https://www.ospel.pl/sites/all/pliki/import/image/podtynk/aria/ecru/lp-1u_m_27.jpg","27.33.11.0","8536 50 07"]
[470,"ŁP-1U/m/33","Łącznik jednobiegunowy",25.65,1,"szt","PLN","23%","",4,null,null,null,null,"5907577483913",null,null,"ARIA",null,null,"",null,4,null,"https://www.ospel.pl/sites/all/pliki/import/image/podtynk/aria/czarny/lp-1u_m_33.jpg","",null,"10AX/250~, IP-20 zaciski bezgwintowe","","",null,null,null,"CZARNY METALIK",null,"0.076 kg","71 mm","71 mm","25 mm",null,null,"2024-06-04",null,"","https://www.ospel.pl/sites/all/pliki/import/image/podtynk/aria/czarny/lp-1u_m_33.jpg","27.33.11.0","8536 50 07"]
[471,"ŁP-1U/m/70","Łącznik jednobiegunowy",25.65,1,"szt","PLN","23%","",4,null,null,null,null,"5907577484804",null,null,"ARIA",null,null,"",null,4,null,"https://www.ospel.pl/sites/all/pliki/import/image/podtynk/aria/szary_mat/lp-1u_m_70.jpg","",null,"10AX/250~, IP-20 zaciski bezgwintowe","","",null,null,null,"SZARY MAT",null,"0.076 kg","71 mm","71 mm","25 mm",null,null,"2024-06-04",null,"","https://www.ospel.pl/sites/all/pliki/import/image/podtynk/aria/szary_mat/lp-1u_m_70.jpg","27.33.11.0","8536 50 07"]
[472,"ŁP-21U/m/00","Łącznik zwierny",18.170000000000002,1,"szt","PLN","23%","",10,null,null,null,null,"5907577482107",null,null,"ARIA",null,null,"",null,10,null,"https://www.ospel.pl/sites/all/pliki/import/image/podtynk/aria/bialy/lp-21u_m_00.jpg","",null,"10AX/250~, IP-20 zaciski bezgwintowe","","",null,null,null,"BIAŁY",null,"0.071 kg","71 mm","71 mm","25 mm",null,null,"2024-06-04",null,"","https://www.ospel.pl/sites/all/pliki/import/image/podtynk/aria/bialy/lp-21u_m_00.jpg","27.33.11.0","8536 50 07"]
[473,"ŁP-21U/m/18","Łącznik zwierny",26.88,1,"szt","PLN","23%","",4,null,null,null,null,"5907577483081",null,null,"ARIA",null,null,"",null,4,null,"https://www.ospel.pl/sites/all/pliki/import/image/podtynk/aria/srebro/lp-21u_m_18.jpg","",null,"10AX/250~, IP-20 zaciski bezgwintowe","","",null,null,null,"SREBRO",null,"0.071 kg","71 mm","71 mm","25 mm",null,null,"2024-06-04",null,"","https://www.ospel.pl/sites/all/pliki/import/image/podtynk/aria/srebro/lp-21u_m_18.jpg","27.33.11.0","8536 50 07"]
[474,"ŁP-21U/m/27","Łącznik zwierny",18.170000000000002,1,"szt","PLN","23%","",10,null,null,null,null,"5907577491819",null,null,"ARIA",null,null,"",null,10,null,"https://www.ospel.pl/sites/all/pliki/import/image/podtynk/aria/ecru/lp-21u_m_27.jpg","",null,"10AX/250~, IP-20 zaciski bezgwintowe","","",null,null,null,"ECRU",null,"0.071 kg","71 mm","71 mm","25 mm",null,null,"2024-06-04",null,"","https://www.ospel.pl/sites/all/pliki/import/image/podtynk/aria/ecru/lp-21u_m_27.jpg","27.33.11.0","8536 50 07"]
[475,"ŁP-21U/m/33","Łącznik zwierny",26.88,1,"szt","PLN","23%","",4,null,null,null,null,"5907577483975",null,null,"ARIA",null,null,"",null,4,null,"https://www.ospel.pl/sites/all/pliki/import/image/podtynk/aria/czarny/lp-21u_m_33.jpg","",null,"10AX/250~, IP-20 zaciski bezgwintowe","","",null,null,null,"CZARNY METALIK",null,"0.071 kg","71 mm","71 mm","25 mm",null,null,"2024-06-04",null,"","https://www.ospel.pl/sites/all/pliki/import/image/podtynk/aria/czarny/lp-21u_m_33.jpg","27.33.11.0","8536 50 07"]
[476,"ŁP-21U/m/70","Łącznik zwierny",26.88,1,"szt","PLN","23%","",4,null,null,null,null,"5907577484866",null,null,"ARIA",null,null,"",null,4,null,"https://www.ospel.pl/sites/all/pliki/import/image/podtynk/aria/szary_mat/lp-21u_m_70.jpg","",null,"10AX/250~, IP-20 zaciski bezgwintowe","","",null,null,null,"SZARY MAT",null,"0.071 kg","71 mm","71 mm","25 mm",null,null,"2024-06-04",null,"","https://www.ospel.pl/sites/all/pliki/import/image/podtynk/aria/szary_mat/lp-21u_m_70.jpg","27.33.11.0","8536 50 07"]
[477,"ŁP-24U/m/00","Łącznik potrójny zwierny",33.380000000000003,1,"szt","PLN","23%","",10,null,null,null,null,"5906729007854",null,null,"ARIA",null,null,"",null,10,null,"https://www.ospel.pl/sites/all/pliki/import/image/podtynk/aria/bialy/lp-13u_m_00.jpg","",null,"10AX/250~, IP-20 zaciski bezgwintowe","","",null,null,null,"BIAŁY",null,"","71 mm","71 mm","25 mm",null,null,"2024-06-04",null,"","https://www.ospel.pl/sites/all/pliki/import/image/podtynk/aria/bialy/lp-13u_m_00.jpg","27.33.11.0","8536 50 07"]
[478,"ŁP-24U/m/18","Łącznik potrójny zwierny",41.72,1,"szt","PLN","23%","",4,null,null,null,null,"5906729007861",null,null,"ARIA",null,null,"",null,4,null,"https://www.ospel.pl/sites/all/pliki/import/image/podtynk/aria/srebro/lp-13u_m_18.jpg","",null,"10AX/250~, IP-20 zaciski bezgwintowe","","",null,null,null,"SREBRO",null,"","71 mm","71 mm","25 mm",null,null,"2024-06-04",null,"","https://www.ospel.pl/sites/all/pliki/import/image/podtynk/aria/srebro/lp-13u_m_18.jpg","27.33.11.0","8536 50 07"]
[479,"ŁP-24U/m/27","Łącznik potrójny zwierny",33.380000000000003,1,"szt","PLN","23%","",10,null,null,null,null,"5906729007878",null,null,"ARIA",null,null,"",null,10,null,"https://www.ospel.pl/sites/all/pliki/import/image/podtynk/aria/ecru/lp-13u_m_27.jpg","",null,"10AX/250~, IP-20 zaciski bezgwintowe","","",null,null,null,"ECRU",null,"","71 mm","71 mm","25 mm",null,null,"2024-06-04",null,"","https://www.ospel.pl/sites/all/pliki/import/image/podtynk/aria/ecru/lp-13u_m_27.jpg","27.33.11.0","8536 50 07"]
[480,"ŁP-24U/m/33","Łącznik potrójny zwierny",41.72,1,"szt","PLN","23%","",4,null,null,null,null,"5906729007885",null,null,"ARIA",null,null,"",null,4,null,"https://www.ospel.pl/sites/all/pliki/import/image/podtynk/aria/czarny/lp-13u_m_33.jpg","",null,"10AX/250~, IP-20 zaciski bezgwintowe","","",null,null,null,"CZARNY METALIK",null,"","71 mm","71 mm","25 mm",null,null,"2024-06-04",null,"","https://www.ospel.pl/sites/all/pliki/import/image/podtynk/aria/czarny/lp-13u_m_33.jpg","27.33.11.0","8536 50 07"]
[481,"ŁP-24U/m/70","Łącznik potrójny zwierny",41.72,1,"szt","PLN","23%","",4,null,null,null,null,"5906729007892",null,null,"ARIA",null,null,"",null,4,null,"https://www.ospel.pl/sites/all/pliki/import/image/podtynk/aria/szary_mat/lp-13u_m_70.jpg","",null,"10AX/250~, IP-20 zaciski bezgwintowe","","",null,null,null,"SZARY MAT",null,"","71 mm","71 mm","25 mm",null,null,"2024-06-04",null,"","https://www.ospel.pl/sites/all/pliki/import/image/podtynk/aria/szary_mat/lp-13u_m_70.jpg","27.33.11.0","8536 50 07"]
[482,"ŁP-2U/m/00","Łącznik dwugrupowy świecznikowy",19.14,1,"szt","PLN","23%","",10,null,null,null,null,"5907577482053",null,null,"ARIA",null,null,"",null,10,null,"https://www.ospel.pl/sites/all/pliki/import/image/podtynk/aria/bialy/lp-2u_m_00.jpg","",null,"10AX/250~, IP-20 zaciski bezgwintowe","","",null,null,null,"BIAŁY",null,"0.084 kg","71 mm","71 mm","25 mm",null,null,"2024-06-04",null,"","https://www.ospel.pl/sites/all/pliki/import/image/podtynk/aria/bialy/lp-2u_m_00.jpg","27.33.11.0","8536 50 07"]
[483,"ŁP-2U/m/18","Łącznik dwugrupowy świecznikowy",28.96,1,"szt","PLN","23%","",4,null,null,null,null,"5907577483036",null,null,"ARIA",null,null,"",null,4,null,"https://www.ospel.pl/sites/all/pliki/import/image/podtynk/aria/srebro/lp-2u_m_18.jpg","",null,"10AX/250~, IP-20 zaciski bezgwintowe","","",null,null,null,"SREBRO",null,"0.084 kg","71 mm","71 mm","25 mm",null,null,"2024-06-04",null,"","https://www.ospel.pl/sites/all/pliki/import/image/podtynk/aria/srebro/lp-2u_m_18.jpg","27.33.11.0","8536 50 07"]
[484,"ŁP-2U/m/27","Łącznik dwugrupowy świecznikowy",19.14,1,"szt","PLN","23%","",10,null,null,null,null,"5907577491765",null,null,"ARIA",null,null,"",null,10,null,"https://www.ospel.pl/sites/all/pliki/import/image/podtynk/aria/ecru/lp-2u_m_27.jpg","",null,"10AX/250~, IP-20 zaciski bezgwintowe","","",null,null,null,"ECRU",null,"0.084 kg","71 mm","71 mm","25 mm",null,null,"2024-06-04",null,"","https://www.ospel.pl/sites/all/pliki/import/image/podtynk/aria/ecru/lp-2u_m_27.jpg","27.33.11.0","8536 50 07"]
[485,"ŁP-2U/m/33","Łącznik dwugrupowy świecznikowy",28.96,1,"szt","PLN","23%","",4,null,null,null,null,"5907577483920",null,null,"ARIA",null,null,"",null,4,null,"https://www.ospel.pl/sites/all/pliki/import/image/podtynk/aria/czarny/lp-2u_m_33.jpg","",null,"10AX/250~, IP-20 zaciski bezgwintowe","","",null,null,null,"CZARNY METALIK",null,"0.084 kg","71 mm","71 mm","25 mm",null,null,"2024-06-04",null,"","https://www.ospel.pl/sites/all/pliki/import/image/podtynk/aria/czarny/lp-2u_m_33.jpg","27.33.11.0","8536 50 07"]
[486,"ŁP-2U/m/70","Łącznik dwugrupowy świecznikowy",28.96,1,"szt","PLN","23%","",4,null,null,null,null,"5907577484811",null,null,"ARIA",null,null,"",null,4,null,"https://www.ospel.pl/sites/all/pliki/import/image/podtynk/aria/szary_mat/lp-2u_m_70.jpg","",null,"10AX/250~, IP-20 zaciski bezgwintowe","","",null,null,null,"SZARY MAT",null,"0.084 kg","71 mm","71 mm","25 mm",null,null,"2024-06-04",null,"","https://www.ospel.pl/sites/all/pliki/import/image/podtynk/aria/szary_mat/lp-2u_m_70.jpg","27.33.11.0","8536 50 07"]
[487,"ŁP-3U/m/00","Łącznik schodowy",19.27,1,"szt","PLN","23%","",10,null,null,null,null,"5907577482060",null,null,"ARIA",null,null,"",null,10,null,"https://www.ospel.pl/sites/all/pliki/import/image/podtynk/aria/bialy/lp-3u_m_00.jpg","",null,"10AX/250~, IP-20 zaciski bezgwintowe","","",null,null,null,"BIAŁY",null,"0.080 kg","71 mm","71 mm","25 mm",null,null,"2024-06-04",null,"","https://www.ospel.pl/sites/all/pliki/import/image/podtynk/aria/bialy/lp-3u_m_00.jpg","27.33.11.0","8536 50 07"]
[488,"ŁP-3U/m/18","Łącznik schodowy",27.11,1,"szt","PLN","23%","",4,null,null,null,null,"5907577483043",null,null,"ARIA",null,null,"",null,4,null,"https://www.ospel.pl/sites/all/pliki/import/image/podtynk/aria/srebro/lp-3u_m_18.jpg","",null,"10AX/250~, IP-20 zaciski bezgwintowe","","",null,null,null,"SREBRO",null,"0.080 kg","71 mm","71 mm","25 mm",null,null,"2024-06-04",null,"","https://www.ospel.pl/sites/all/pliki/import/image/podtynk/aria/srebro/lp-3u_m_18.jpg","27.33.11.0","8536 50 07"]
[489,"ŁP-3U/m/27","Łącznik schodowy",19.27,1,"szt","PLN","23%","",10,null,null,null,null,"5907577491772",null,null,"ARIA",null,null,"",null,10,null,"https://www.ospel.pl/sites/all/pliki/import/image/podtynk/aria/ecru/lp-3u_m_27.jpg","",null,"10AX/250~, IP-20 zaciski bezgwintowe","","",null,null,null,"ECRU",null,"0.080 kg","71 mm","71 mm","25 mm",null,null,"2024-06-04",null,"","https://www.ospel.pl/sites/all/pliki/import/image/podtynk/aria/ecru/lp-3u_m_27.jpg","27.33.11.0","8536 50 07"]
[490,"ŁP-3U/m/33","Łącznik schodowy",27.11,1,"szt","PLN","23%","",4,null,null,null,null,"5907577483937",null,null,"ARIA",null,null,"",null,4,null,"https://www.ospel.pl/sites/all/pliki/import/image/podtynk/aria/czarny/lp-3u_m_33.jpg","",null,"10AX/250~, IP-20 zaciski bezgwintowe","","",null,null,null,"CZARNY METALIK",null,"0.080 kg","71 mm","71 mm","25 mm",null,null,"2024-06-04",null,"","https://www.ospel.pl/sites/all/pliki/import/image/podtynk/aria/czarny/lp-3u_m_33.jpg","27.33.11.0","8536 50 07"]
[491,"ŁP-3U/m/70","Łącznik schodowy",27.11,1,"szt","PLN","23%","",4,null,null,null,null,"5907577484828",null,null,"ARIA",null,null,"",null,4,null,"https://www.ospel.pl/sites/all/pliki/import/image/podtynk/aria/szary_mat/lp-3u_m_70.jpg","",null,"10AX/250~, IP-20 zaciski bezgwintowe","","",null,null,null,"SZARY MAT",null,"0.080 kg","71 mm","71 mm","25 mm",null,null,"2024-06-04",null,"","https://www.ospel.pl/sites/all/pliki/import/image/podtynk/aria/szary_mat/lp-3u_m_70.jpg","27.33.11.0","8536 50 07"]
[492,"ŁP-4U/m/00","Łącznik krzyżowy",26.88,1,"szt","PLN","23%","",10,null,null,null,null,"5907577482077",null,null,"ARIA",null,null,"",null,10,null,"https://www.ospel.pl/sites/all/pliki/import/image/podtynk/aria/bialy/lp-4u_m_00.jpg","",null,"10AX/250~, IP-20 zaciski bezgwintowe","","",null,null,null,"BIAŁY",null,"0.082 kg","71 mm","71 mm","25 mm",null,null,"2024-06-04",null,"","https://www.ospel.pl/sites/all/pliki/import/image/podtynk/aria/bialy/lp-4u_m_00.jpg","27.33.11.0","8536 50 07"]
[493,"ŁP-4U/m/18","Łącznik krzyżowy",31.91,1,"szt","PLN","23%","",4,null,null,null,null,"5907577483050",null,null,"ARIA",null,null,"",null,4,null,"https://www.ospel.pl/sites/all/pliki/import/image/podtynk/aria/srebro/lp-4u_m_18.jpg","",null,"10AX/250~, IP-20 zaciski bezgwintowe","","",null,null,null,"SREBRO",null,"0.082 kg","71 mm","71 mm","25 mm",null,null,"2024-06-04",null,"","https://www.ospel.pl/sites/all/pliki/import/image/podtynk/aria/srebro/lp-4u_m_18.jpg","27.33.11.0","8536 50 07"]
[494,"ŁP-4U/m/27","Łącznik krzyżowy",26.88,1,"szt","PLN","23%","",10,null,null,null,null,"5907577491789",null,null,"ARIA",null,null,"",null,10,null,"https://www.ospel.pl/sites/all/pliki/import/image/podtynk/aria/ecru/lp-4u_m_27.jpg","",null,"10AX/250~, IP-20 zaciski bezgwintowe","","",null,null,null,"ECRU",null,"0.082 kg","71 mm","71 mm","25 mm",null,null,"2024-06-04",null,"","https://www.ospel.pl/sites/all/pliki/import/image/podtynk/aria/ecru/lp-4u_m_27.jpg","27.33.11.0","8536 50 07"]
[495,"ŁP-4U/m/33","Łącznik krzyżowy",31.91,1,"szt","PLN","23%","",4,null,null,null,null,"5907577483944",null,null,"ARIA",null,null,"",null,4,null,"https://www.ospel.pl/sites/all/pliki/import/image/podtynk/aria/czarny/lp-4u_m_33.jpg","",null,"10AX/250~, IP-20 zaciski bezgwintowe","","",null,null,null,"CZARNY METALIK",null,"0.082 kg","71 mm","71 mm","25 mm",null,null,"2024-06-04",null,"","https://www.ospel.pl/sites/all/pliki/import/image/podtynk/aria/czarny/lp-4u_m_33.jpg","27.33.11.0","8536 50 07"]
[496,"ŁP-4U/m/70","Łącznik krzyżowy",31.91,1,"szt","PLN","23%","",4,null,null,null,null,"5907577484835",null,null,"ARIA",null,null,"",null,4,null,"https://www.ospel.pl/sites/all/pliki/import/image/podtynk/aria/szary_mat/lp-4u_m_70.jpg","",null,"10AX/250~, IP-20 zaciski bezgwintowe","","",null,null,null,"SZARY MAT",null,"0.082 kg","71 mm","71 mm","25 mm",null,null,"2024-06-04",null,"","https://www.ospel.pl/sites/all/pliki/import/image/podtynk/aria/szary_mat/lp-4u_m_70.jpg","27.33.11.0","8536 50 07"]
[501,"ŁP-5U/m/70","Łącznik zwierny \"światło\"",26.88,1,"szt","PLN","23%","",4,null,null,null,null,"5907577484842",null,null,"ARIA",null,null,"",null,4,null,"https://www.ospel.pl/sites/all/pliki/import/image/podtynk/aria/szary_mat/lp-5u_m_70.jpg","",null,"10AX/250~, IP-20 zaciski bezgwintowe","","",null,null,null,"SZARY MAT",null,"0.071 kg","71 mm","71 mm","25 mm",null,null,"2024-06-04",null,"","https://www.ospel.pl/sites/all/pliki/import/image/podtynk/aria/szary_mat/lp-5u_m_70.jpg","27.33.11.0","8536 50 07"]
[506,"ŁP-6U/m/70","Łącznik zwierny \"dzwonek\"",26.88,1,"szt","PLN","23%","",4,null,null,null,null,"5907577484859",null,null,"ARIA",null,null,"",null,4,null,"https://www.ospel.pl/sites/all/pliki/import/image/podtynk/aria/szary_mat/lp-6u_m_70.jpg","",null,"10AX/250~, IP-20 zaciski bezgwintowe","","",null,null,null,"SZARY MAT",null,"0.071 kg","71 mm","71 mm","25 mm",null,null,"2024-06-04",null,"","https://www.ospel.pl/sites/all/pliki/import/image/podtynk/aria/szary_mat/lp-6u_m_70.jpg","27.33.11.0","8536 50 07"]
[514,"ŁP-7UB/m/27","Łącznik żaluzjowy z blokadą mechaniczną",32.89,1,"szt","PLN","23%","",10,null,null,null,null,"5907577491833",null,null,"ARIA",null,null,"",null,10,null,"https://www.ospel.pl/sites/all/pliki/import/image/podtynk/aria/ecru/lp-7u_m_27.jpg","",null,"10AX/250~, IP-20 zaciski bezgwintowe","","",null,null,null,"ECRU",null,"0.078 kg","71 mm","71 mm","25 mm",null,null,"2024-06-04",null,"","https://www.ospel.pl/sites/all/pliki/import/image/podtynk/aria/ecru/lp-7u_m_27.jpg","27.33.11.0","8536 50 07"]
[522,"ŁP-8UL2/m/00","Ściemniacz uniwersalny do obciążenia żarowego, halogenowego oraz LED",183.48,1,"szt","PLN","23%","",5,null,null,null,null,"5907577482206",null,null,"ARIA",null,null,"",null,5,null,"https://www.ospel.pl/sites/all/pliki/import/image/podtynk/aria/bialy/lp-8u_m_00.jpg","",null,"LED 0-100W, GLS 10-250W, 230V~50Hz","","",null,null,null,"BIAŁY",null,"","71 mm","71 mm","32 mm",null,null,"2024-06-04",null,"","https://www.ospel.pl/sites/all/pliki/import/image/podtynk/aria/bialy/lp-8u_m_00.jpg","27.33.11.0","8536 50 05"]
[528,"ŁP-9U/m/18","Łącznik schodowy + jednobiegunowy",30.92,1,"szt","PLN","23%","",4,null,null,null,null,"5907577483135",null,null,"ARIA",null,null,"",null,4,null,"https://www.ospel.pl/sites/all/pliki/import/image/podtynk/aria/srebro/lp-9u_m_18.jpg","",null,"10AX/250~, IP-20 zaciski bezgwintowe","","",null,null,null,"SREBRO",null,"0.081 kg","71 mm","71 mm","25 mm",null,null,"2024-06-04",null,"","https://www.ospel.pl/sites/all/pliki/import/image/podtynk/aria/srebro/lp-9u_m_18.jpg","27.33.11.0","8536 50 07"]
[536,"PNP-1U/70","Puszka instalacyjna pojedyncza",11.05,1,"szt","PLN","23%","",10,null,null,null,null,"5907577485603",null,null,"ARIA",null,null,"",null,10,null,"https://www.ospel.pl/sites/all/pliki/import/image/podtynk/aria/szary_mat/pnp-1u_70.jpg","",null,"Wysokość 32mm","","",null,null,null,"SZARY MAT",null,"","82 mm","82 mm","",null,null,"2024-06-04",null,"","https://www.ospel.pl/sites/all/pliki/import/image/podtynk/aria/szary_mat/pnp-1u_70.jpg","27.33.13.0","8536 90 01"]
[541,"PNP-2U/70","Puszka instalacyjna podwójna",14.36,1,"szt","PLN","23%","",6,null,null,null,null,"5907577485610",null,null,"ARIA",null,null,"",null,6,null,"https://www.ospel.pl/sites/all/pliki/import/image/podtynk/aria/szary_mat/pnp-2u_70.jpg","",null,"Wysokość 32mm","","",null,null,null,"SZARY MAT",null,"","82 mm","153 mm","",null,null,"2024-06-04",null,"","https://www.ospel.pl/sites/all/pliki/import/image/podtynk/aria/szary_mat/pnp-2u_70.jpg","27.33.13.0","8536 90 01"]
[547,"PNP-4U/00","Puszka instalacyjna poczwórna",19.27,1,"szt","PLN","23%","",4,null,null,null,null,"5907577482893",null,null,"ARIA",null,null,"",null,4,null,"https://www.ospel.pl/sites/all/pliki/import/image/podtynk/aria/bialy/pnp-4u_00.jpg","",null,"Wysokość 32mm","","",null,null,null,"BIAŁY",null,"","82 mm","295 mm","",null,null,"2024-06-04",null,"","https://www.ospel.pl/sites/all/pliki/import/image/podtynk/aria/bialy/pnp-4u_00.jpg","27.33.13.0","8536 90 01"]
[555,"PNP-5U/33","Puszka instalacyjna pięciokrotna",25.1,1,"szt","PLN","23%","",3,null,null,null,null,"5907577484750",null,null,"ARIA",null,null,"",null,3,null,"https://www.ospel.pl/sites/all/pliki/import/image/podtynk/aria/czarny/pnp-5u_33.jpg","",null,"Wysokość 32mm","","",null,null,null,"CZARNY METALIK",null,"","82 mm","366 mm","",null,null,"2024-06-04",null,"","https://www.ospel.pl/sites/all/pliki/import/image/podtynk/aria/czarny/pnp-5u_33.jpg","27.33.13.0","8536 90 01"]
[563,"R-1UAC/64/25","Ramka pojedyncza",89.07,1,"szt","PLN","23%","",5,null,null,null,null,"5906729004532",null,null,"ARIA",null,null,"",null,5,null,"https://www.ospel.pl/sites/all/pliki/import/image/podtynk/aria/ramki/r-1uac_64_25.jpg","",null,"Aluminium+PC grubość 4mm","","",null,null,null,"SZCZOTKOWANY ANTRACYT",null,"","84 mm","84 mm","",null,null,"2024-06-04",null,"","https://www.ospel.pl/sites/all/pliki/import/image/podtynk/aria/ramki/r-1uac_64_25.jpg","27.33.13.0","8536 90 01"]
[571,"R-2U/70","Ramka podwójna",10.17,1,"szt","PLN","23%","",10,null,null,null,null,"5907577485511",null,null,"ARIA",null,null,"",null,10,null,"https://www.ospel.pl/sites/all/pliki/import/image/podtynk/aria/szary_mat/r-2u_70.jpg","",null,"Tworzywo PC","","",null,null,null,"SZARY MAT",null,"0.032 kg","82 mm","153 mm","",null,null,"2024-06-04",null,"","https://www.ospel.pl/sites/all/pliki/import/image/podtynk/aria/szary_mat/r-2u_70.jpg","27.33.13.0","8536 90 01"]
[580,"R-3U/33","Ramka potrójna",13.25,1,"szt","PLN","23%","",10,null,null,null,null,"5907577484637",null,null,"ARIA",null,null,"",null,10,null,"https://www.ospel.pl/sites/all/pliki/import/image/podtynk/aria/czarny/r-3u_33.jpg","",null,"Tworzywo PC","","",null,null,null,"CZARNY METALIK",null,"0.044 kg","82 mm","224 mm","",null,null,"2024-06-04",null,"","https://www.ospel.pl/sites/all/pliki/import/image/podtynk/aria/czarny/r-3u_33.jpg","27.33.13.0","8536 90 01"]
[585,"R-3UGC/32/25","Ramka potrójna",165.08,1,"szt","PLN","23%","",5,null,null,null,null,"5906729004655",null,null,"ARIA",null,null,"",null,5,null,"https://www.ospel.pl/sites/all/pliki/import/image/podtynk/aria/ramki/r-3ugc_32_25.jpg","",null,"Szkło+PC grubość 4mm","","",null,null,null,"CZARNE SZKŁO",null,"","84 mm","226 mm","",null,null,"2024-06-04",null,"","https://www.ospel.pl/sites/all/pliki/import/image/podtynk/aria/ramki/r-3ugc_32_25.jpg","27.33.13.0","8536 90 01"]
[593,"R-4UAC/64/25","Ramka poczwórna",213.79,1,"szt","PLN","23%","",5,null,null,null,null,"5906729004686",null,null,"ARIA",null,null,"",null,5,null,"https://www.ospel.pl/sites/all/pliki/import/image/podtynk/aria/ramki/r-4uac_64_25.jpg","",null,"Aluminium+PC grubość 4mm","","",null,null,null,"SZCZOTKOWANY ANTRACYT",null,"","84 mm","297 mm","",null,null,"2024-06-04",null,"","https://www.ospel.pl/sites/all/pliki/import/image/podtynk/aria/ramki/r-4uac_64_25.jpg","27.33.13.0","8536 90 01"]
[598,"R-5U/18","Ramka pięciokrotna",20.97,1,"szt","PLN","23%","",10,null,null,null,null,"5907577483760",null,null,"ARIA",null,null,"",null,10,null,"https://www.ospel.pl/sites/all/pliki/import/image/podtynk/aria/srebro/r-5u_18.jpg","",null,"Tworzywo PC","","",null,null,null,"SREBRO",null,"","82 mm","366 mm","",null,null,"2024-06-04",null,"","https://www.ospel.pl/sites/all/pliki/import/image/podtynk/aria/srebro/r-5u_18.jpg","27.33.13.0","8536 90 01"]
[605,"RH-1U/33","Ramka pojedyncza do łączników IP-44",8.6199999999999992,1,"szt","PLN","23%","",10,null,null,null,null,"5907577484668",null,null,"ARIA",null,null,"",null,10,null,"https://www.ospel.pl/sites/all/pliki/import/image/podtynk/aria/czarny/rh-1u_33.jpg","",null,"Tworzywo PC","","",null,null,null,"CZARNY METALIK",null,"0.020 kg","82 mm","82 mm","",null,null,"2024-06-04",null,"","https://www.ospel.pl/sites/all/pliki/import/image/podtynk/aria/czarny/rh-1u_33.jpg","27.33.13.0","8536 90 01"]
[619,"RH-4U/27","Ramka poczwórna do łączników IP-44",15.55,1,"szt","PLN","23%","",10,null,null,null,null,"5907577492557",null,null,"ARIA",null,null,"",null,10,null,"https://www.ospel.pl/sites/all/pliki/import/image/podtynk/aria/ecru/rh-4u_27.jpg","",null,"Tworzywo PC","","",null,null,null,"ECRU",null,"0.053 kg","82 mm","295 mm","",null,null,"2024-06-04",null,"","https://www.ospel.pl/sites/all/pliki/import/image/podtynk/aria/ecru/rh-4u_27.jpg","27.33.13.0","8536 90 01"]
[620,"RH-4U/33","Ramka poczwórna do łączników IP-44",17.62,1,"szt","PLN","23%","",10,null,null,null,null,"5907577484699",null,null,"ARIA",null,null,"",null,10,null,"https://www.ospel.pl/sites/all/pliki/import/image/podtynk/aria/czarny/rh-4u_33.jpg","",null,"Tworzywo PC","","",null,null,null,"CZARNY METALIK",null,"0.053 kg","82 mm","295 mm","",null,null,"2024-06-04",null,"","https://www.ospel.pl/sites/all/pliki/import/image/podtynk/aria/czarny/rh-4u_33.jpg","27.33.13.0","8536 90 01"]
[630,"RO-13U/33","Ramka ozdobna mocująca łączników potrójnych",5.64,1,"szt","PLN","23%","",20,null,null,null,null,"5907577492830",null,null,"ARIA",null,null,"",null,20,null,"https://www.ospel.pl/sites/all/pliki/import/image/podtynk/aria/czarny/ro-13u_33.jpg","",null,"Tworzywo PC","","",null,null,null,"CZARNY METALIK",null,"","52 mm","52 mm","",null,null,"2024-06-04",null,"","https://www.ospel.pl/sites/all/pliki/import/image/podtynk/aria/czarny/ro-13u_33.jpg","27.33.13.0","8536 90 01"]
[641,"RO-2U/00","Ramka ozdobna do gniazd: wtyczkowych pojedynczych, teleinformatycznych i ściemniaczy",2.83,1,"szt","PLN","23%","",20,null,null,null,null,"5907577491550",null,null,"ARIA",null,null,"",null,20,null,"https://www.ospel.pl/sites/all/pliki/import/image/podtynk/aria/bialy/ro-2u_00.jpg","",null,"Tworzywo PC","","",null,null,null,"BIAŁY",null,"","52 mm","52 mm","",null,null,"2024-06-04",null,"","https://www.ospel.pl/sites/all/pliki/import/image/podtynk/aria/bialy/ro-2u_00.jpg","27.33.13.0","8536 90 01"]
[642,"RO-2U/18","Ramka ozdobna do gniazd: wtyczkowych pojedynczych, teleinformatycznych i ściemniaczy",5.64,1,"szt","PLN","23%","",20,null,null,null,null,"5907577491567",null,null,"ARIA",null,null,"",null,20,null,"https://www.ospel.pl/sites/all/pliki/import/image/podtynk/aria/srebro/ro-2u_18.jpg","",null,"Tworzywo PC","","",null,null,null,"SREBRO",null,"","52 mm","52 mm","",null,null,"2024-06-04",null,"","https://www.ospel.pl/sites/all/pliki/import/image/podtynk/aria/srebro/ro-2u_18.jpg","27.33.13.0","8536 90 01"]
[654,"RO-3U/70","Ramka ozdobna do gniazd podwójnych monoblokowych",7.48,1,"szt","PLN","23%","",40,null,null,null,null,"5907577492793",null,null,"ARIA",null,null,"",null,40,null,"https://www.ospel.pl/sites/all/pliki/import/image/podtynk/aria/szary_mat/ro-3u_70.jpg","",null,"Tworzywo PC","","",null,null,null,"SZARY MAT",null,"","52 mm","55 mm","",null,null,"2024-06-04",null,"","https://www.ospel.pl/sites/all/pliki/import/image/podtynk/aria/szary_mat/ro-3u_70.jpg","27.33.13.0","8536 90 01"]
[663,"RO-5U/18","Ramka ozdobna do łączników podwójnych krzyżowych",5.78,1,"szt","PLN","23%","",20,null,null,null,null,"5906729017914",null,null,"ARIA",null,null,"",null,20,null,"","",null,"Tworzywo PC","","",null,null,null,"SREBRO",null,"","52 mm","52 mm","",null,null,"2024-06-04",null,"","","27.33.13.0","8536 90 01"]
[664,"RO-5U/27","Ramka ozdobna do łączników podwójnych krzyżowych",2.95,1,"szt","PLN","23%","",20,null,null,null,null,"5906729017921",null,null,"ARIA",null,null,"",null,20,null,"","",null,"Tworzywo PC","","",null,null,null,"ECRU",null,"","52 mm","52 mm","",null,null,"2024-06-04",null,"","","27.33.13.0","8536 90 01"]
[676,"RTP-1UN/m/27","Regulator temperatury z czujnikiem napowietrznym",192.92,1,"szt","PLN","23%","",5,null,null,null,null,"5907577492465",null,null,"ARIA",null,null,"",null,5,null,"https://www.ospel.pl/sites/all/pliki/import/image/podtynk/aria/ecru/rtp-1u_m_27.jpg","",null,"zaciski gwintowe","","Tylko na zamówienie",null,null,null,"ECRU",null,"","71 mm","71 mm","32 mm",null,null,"2024-06-04",null,"","https://www.ospel.pl/sites/all/pliki/import/image/podtynk/aria/ecru/rtp-1u_m_27.jpg","27.33.13.0","8536 50 05"]
[684,"ZP-1UN","Zespół podświetlenia niebieski",6,1,"szt","PLN","23%","",10,null,null,null,null,"5907577482961",null,null,"ARIA",null,null,"",null,10,null,"https://www.ospel.pl/sites/all/pliki/import/image/podtynk/aria/bialy/zp-1un.jpg","",null,"0,1W","","",null,null,null,"",null,"","52 mm","52 mm","",null,null,"2024-06-04",null,"","https://www.ospel.pl/sites/all/pliki/import/image/podtynk/aria/bialy/zp-1un.jpg","27.33.13.0","8536 90 01"]
[688,"ZP-2UG","Zespół podświetlenia led złoty",12.16,1,"szt","PLN","23%","",10,null,null,null,null,"5907577491536",null,null,"ARIA",null,null,"",null,10,null,"https://www.ospel.pl/sites/all/pliki/import/image/podtynk/aria/bialy/zp-2ug.jpg","",null,"0,1W","","",null,null,null,"",null,"","52 mm","52 mm","",null,null,"2024-06-04",null,"","https://www.ospel.pl/sites/all/pliki/import/image/podtynk/aria/bialy/zp-2ug.jpg","27.33.13.0","8536 90 01"]
[698,"AP45-1G/m/00","Adapter podtynkowy systemu OSPEL 45 do serii As",11.66,1,"szt","PLN","23%","",10,null,null,null,null,"5907577494438",null,null,"AS",null,null,"",null,10,null,"https://www.ospel.pl/sites/all/pliki/import/image/podtynk/as/bialy/ap45-1g_m_00.jpg","",null,"","","",null,null,null,"BIAŁY",null,"","75 mm","75 mm","20 mm",null,null,"2024-06-04",null,"","https://www.ospel.pl/sites/all/pliki/import/image/podtynk/as/bialy/ap45-1g_m_00.jpg","27.33.13.0","8536 90 01"]
[706,"GG-1G/m/33","Gniazdo głośnikowe pojedyncze",35.659999999999997,1,"szt","PLN","23%","",4,null,null,null,null,"5906729016962",null,null,"AS",null,null,"",null,4,null,"https://www.ospel.pl/sites/all/pliki/import/image/podtynk/as/czarny/gg-1g_m_33.jpg","",null,"Przyłączalność przewodów 0,75mm2","","",null,null,null,"CZARNY METALIK",null,"0.0495 kg","71 mm","71 mm","22 mm",null,null,"2024-06-04",null,"","https://www.ospel.pl/sites/all/pliki/import/image/podtynk/as/czarny/gg-1g_m_33.jpg","26.40.52.0","8517 18 00"]
[711,"GG-2G/m/33","Gniazdo głośnikowe podwójne",48.38,1,"szt","PLN","23%","",4,null,null,null,null,"5906729016979",null,null,"AS",null,null,"",null,4,null,"https://www.ospel.pl/sites/all/pliki/import/image/podtynk/as/czarny/gg-2g_m_33.jpg","",null,"Przyłączalność przewodów 0,75mm2","","",null,null,null,"CZARNY METALIK",null,"0.0535 kg","71 mm","71 mm","22 mm",null,null,"2024-06-04",null,"","https://www.ospel.pl/sites/all/pliki/import/image/podtynk/as/czarny/gg-2g_m_33.jpg","26.40.52.0","8517 18 00"]
[721,"GP-1G/m/33","Gniazdo pojedyncze",22.09,1,"szt","PLN","23%","",4,null,null,null,null,"5906729016672",null,null,"AS",null,null,"",null,4,null,"https://www.ospel.pl/sites/all/pliki/import/image/podtynk/as/czarny/gp-1g_m_33.jpg","",null,"16A/250~, IP-20, zaciski gwintowe","","",null,null,null,"CZARNY METALIK",null,"0.065 kg","71 mm","71 mm","26 mm",null,null,"2024-06-04",null,"","https://www.ospel.pl/sites/all/pliki/import/image/podtynk/as/czarny/gp-1g_m_33.jpg","27.33.13.0","8536 69 90"]
[728,"GP-1GS/m/00","Gniazdo pojedyncze z uziemieniem schuko",16.2,1,"szt","PLN","23%","",10,null,null,null,null,"5907577451349",null,null,"AS",null,null,"",null,10,null,"https://www.ospel.pl/sites/all/pliki/import/image/podtynk/as/bialy/gp-1gs_m_00.jpg","",null,"16A/250~, IP-20, zaciski gwintowe","","",null,null,null,"BIAŁY",null,"0.0725 kg","71 mm","71 mm","27 mm",null,null,"2024-06-04",null,"","https://www.ospel.pl/sites/all/pliki/import/image/podtynk/as/bialy/gp-1gs_m_00.jpg","27.33.13.0","8536 69 90"]
[733,"GP-1GSP/m/18","Gniazdo pojedyncze z uziemieniem schuko z przesłonami torów prądowych",27.61,1,"szt","PLN","23%","",4,null,null,null,null,"5907577475895",null,null,"AS",null,null,"",null,4,null,"https://www.ospel.pl/sites/all/pliki/import/image/podtynk/as/srebro/gp-1gsp_m_18.jpg","",null,"16A/250~, IP-20, zaciski gwintowe","","",null,null,null,"SREBRO",null,"0.0735 kg","71 mm","71 mm","27 mm",null,null,"2024-06-04",null,"","https://www.ospel.pl/sites/all/pliki/import/image/podtynk/as/srebro/gp-1gsp_m_18.jpg","27.33.13.0","8536 69 90"]
[738,"GP-1GZ/m/18","Gniazdo pojedyncze z uziemieniem",25.28,1,"szt","PLN","23%","",4,null,null,null,null,"5907577475864",null,null,"AS",null,null,"",null,4,null,"https://www.ospel.pl/sites/all/pliki/import/image/podtynk/as/srebro/gp-1gz_m_18.jpg","",null,"16A/250~, IP-20, zaciski gwintowe","","",null,null,null,"SREBRO",null,"0.072 kg","71 mm","71 mm","26 mm",null,null,"2024-06-04",null,"","https://www.ospel.pl/sites/all/pliki/import/image/podtynk/as/srebro/gp-1gz_m_18.jpg","27.33.13.0","8536 69 90"]
[750,"GP-1GZP/m/27","Gniazdo pojedyncze z uziemieniem z przesłonami torów prądowych",14.48,1,"szt","PLN","23%","",10,null,null,null,null,"5907577452209",null,null,"AS",null,null,"",null,10,null,"https://www.ospel.pl/sites/all/pliki/import/image/podtynk/as/ecru/gp-1gzp_m_27.jpg","",null,"16A/250~, IP-20, zaciski gwintowe","","",null,null,null,"ECRU",null,"0.073 kg","71 mm","71 mm","26 mm",null,null,"2024-06-04",null,"","https://www.ospel.pl/sites/all/pliki/import/image/podtynk/as/ecru/gp-1gzp_m_27.jpg","27.33.13.0","8536 69 90"]
[755,"GP-1GZPUSB/m/27","Gniazdo pojedyncze z uziemieniem z przesłonami torów prądowych, z ładowarką USB",102.46,1,"szt","PLN","23%","",5,null,null,null,null,"5907577493424",null,null,"AS",null,null,"",null,5,null,"https://www.ospel.pl/sites/all/pliki/import/image/podtynk/as/ecru/gp-1gzpusb_m_27.jpg","",null,"16A/230~,USB 5V/2,1A, IP-20, zac.bezgw.","","",null,null,null,"ECRU",null,"0.104 kg","73 mm","73 mm","35 mm",null,null,"2024-06-04",null,"","https://www.ospel.pl/sites/all/pliki/import/image/podtynk/as/ecru/gp-1gzpusb_m_27.jpg","27.33.13.0","8536 69 90"]
[763,"GP-2GC/00","Gniazdo podwójne z uziemieniem z funkcją niezamienności faz, kompletne z ramką",17.07,1,"szt","PLN","23%","",5,null,null,null,null,"5907577451523",null,null,"AS",null,null,"",null,5,null,"https://www.ospel.pl/sites/all/pliki/import/image/podtynk/as/bialy/gp-2gc_00.jpg","",null,"16A/250~, IP-20, zaciski gwintowe","","",null,null,null,"BIAŁY",null,"0.082 kg","90 mm","84 mm","23 mm",null,null,"2024-06-04",null,"","https://www.ospel.pl/sites/all/pliki/import/image/podtynk/as/bialy/gp-2gc_00.jpg","27.33.13.0","8536 69 90"]
[771,"GP-2GP/33","Gniazdo podwójne z przesłonami torów prądowych, kompletne z ramką",29.2,1,"szt","PLN","23%","",4,null,null,null,null,"5906729016757",null,null,"AS",null,null,"",null,4,null,"https://www.ospel.pl/sites/all/pliki/import/image/podtynk/as/czarny/gp-2gp_33.jpg","",null,"16A/250~, IP-20, zaciski gwintowe","","",null,null,null,"CZARNY METALIK",null,"0.084 kg","84 mm","84 mm","27 mm",null,null,"2024-06-04",null,"","https://www.ospel.pl/sites/all/pliki/import/image/podtynk/as/czarny/gp-2gp_33.jpg","27.33.13.0","8536 69 90"]
[777,"GP-2GR/m/45","Gniazdo podwójne moduł bez ramki",22.83,1,"szt","PLN","23%","",4,null,null,null,null,"5907577475154",null,null,"AS",null,null,"",null,4,null,"https://www.ospel.pl/sites/all/pliki/import/image/podtynk/as/satyna/gp-2gr_m_45.jpg","",null,"16A/250~, IP-20, zaciski gwintowe","","",null,null,null,"SATYNA LIGHT",null,"0.072 kg","71 mm","71 mm","22 mm",null,null,"2024-06-04",null,"","https://www.ospel.pl/sites/all/pliki/import/image/podtynk/as/satyna/gp-2gr_m_45.jpg","27.33.13.0","8536 69 90"]
[785,"GP-2GRZ/m/27","Gniazdo podwójne z uziemieniem moduł bez ramki",14.72,1,"szt","PLN","23%","",10,null,null,null,null,"5907577452377",null,null,"AS",null,null,"",null,10,null,"https://www.ospel.pl/sites/all/pliki/import/image/podtynk/as/ecru/gp-2grz_m_27.jpg","",null,"16A/250~, IP-20, zaciski gwintowe","","",null,null,null,"ECRU",null,"0.083 kg","71 mm","71 mm","22 mm",null,null,"2024-06-04",null,"","https://www.ospel.pl/sites/all/pliki/import/image/podtynk/as/ecru/gp-2grz_m_27.jpg","27.33.13.0","8536 69 90"]
[790,"GP-2GRZP/m/27","Gniazdo podwójne z uziemieniem z przesłonami torów prądowych, moduł bez ramki",17.55,1,"szt","PLN","23%","",10,null,null,null,null,"5907577452384",null,null,"AS",null,null,"",null,10,null,"https://www.ospel.pl/sites/all/pliki/import/image/podtynk/as/ecru/gp-2grzp_m_27.jpg","",null,"16A/250~, IP-20, zaciski gwintowe","","",null,null,null,"ECRU",null,"0.084 kg","71 mm","71 mm","22 mm",null,null,"2024-06-04",null,"","https://www.ospel.pl/sites/all/pliki/import/image/podtynk/as/ecru/gp-2grzp_m_27.jpg","27.33.13.0","8536 69 90"]
[796,"GP-2GS/33","Gniazdo podwójne z uziemieniem schuko kompletne z ramką",31.55,1,"szt","PLN","23%","",5,null,null,null,null,"5906729016818",null,null,"AS",null,null,"",null,5,null,"https://www.ospel.pl/sites/all/pliki/import/image/podtynk/as/czarny/gp-2gs_33.jpg","",null,"16A/250~, IP-20, zaciski gwintowe","","",null,null,null,"CZARNY METALIK",null,"0.094 kg","90 mm","84 mm","23 mm",null,null,"2024-06-04",null,"","https://www.ospel.pl/sites/all/pliki/import/image/podtynk/as/czarny/gp-2gs_33.jpg","27.33.13.0","8536 69 90"]
[804,"GP-2GZ/18","Gniazdo podwójne z uziemieniem kompletne z ramką",30.32,1,"szt","PLN","23%","",4,null,null,null,null,"5907577475963",null,null,"AS",null,null,"",null,4,null,"https://www.ospel.pl/sites/all/pliki/import/image/podtynk/as/srebro/gp-2gz_18.jpg","",null,"16A/250~, IP-20, zaciski gwintowe","","",null,null,null,"SREBRO",null,"0.0925 kg","84 mm","84 mm","27 mm",null,null,"2024-06-04",null,"","https://www.ospel.pl/sites/all/pliki/import/image/podtynk/as/srebro/gp-2gz_18.jpg","27.33.13.0","8536 69 90"]
[812,"GP-2GZP/45","Gniazdo podwójne z uziemieniem z przesłonami torów prądowych, kompletne z ramką",31.3,1,"szt","PLN","23%","",4,null,null,null,null,"5907577475147",null,null,"AS",null,null,"",null,4,null,"https://www.ospel.pl/sites/all/pliki/import/image/podtynk/as/satyna/gp-2gzp_45.jpg","",null,"16A/250~, IP-20, zaciski gwintowe","","",null,null,null,"SATYNA LIGHT",null,"0.0935 kg","84 mm","84 mm","27 mm",null,null,"2024-06-04",null,"","https://www.ospel.pl/sites/all/pliki/import/image/podtynk/as/satyna/gp-2gzp_45.jpg","27.33.13.0","8536 69 90"]
[820,"GPA-10GP/m/27","Gniazdo RTV przelotowe 10-dB",52.55,1,"szt","PLN","23%","",10,null,null,null,null,"5907577452438",null,null,"AS",null,null,"",null,10,null,"https://www.ospel.pl/sites/all/pliki/import/image/podtynk/as/ecru/gpa-10gp_m_27.jpg","",null,"Współczynnik tłumienia 10dB","","",null,null,null,"ECRU",null,"0.103 kg","71 mm","71 mm","24 mm",null,null,"2024-06-04",null,"","https://www.ospel.pl/sites/all/pliki/import/image/podtynk/as/ecru/gpa-10gp_m_27.jpg","26.40.52.0","8517 18 00"]
[829,"GPA-14GP/m/18","Gniazdo RTV przelotowe 14-dB",63.9,1,"szt","PLN","23%","",4,null,null,null,null,"5907577476083",null,null,"AS",null,null,"",null,4,null,"https://www.ospel.pl/sites/all/pliki/import/image/podtynk/as/srebro/gpa-gk_m_18.jpg","",null,"Współczynnik tłumienia 14dB","","",null,null,null,"SREBRO",null,"0.103 kg","71 mm","71 mm","24 mm",null,null,"2024-06-04",null,"","https://www.ospel.pl/sites/all/pliki/import/image/podtynk/as/srebro/gpa-gk_m_18.jpg","26.40.52.0","8517 18 00"]
[834,"GPA-16GP/m/18","Gniazdo RTV przelotowe 16-dB",63.9,1,"szt","PLN","23%","",4,null,null,null,null,"5907577476090",null,null,"AS",null,null,"",null,4,null,"https://www.ospel.pl/sites/all/pliki/import/image/podtynk/as/srebro/gpa-gk_m_18.jpg","",null,"Współczynnik tłumienia 16dB","","",null,null,null,"SREBRO",null,"0.103 kg","71 mm","71 mm","24 mm",null,null,"2024-06-04",null,"","https://www.ospel.pl/sites/all/pliki/import/image/podtynk/as/srebro/gpa-gk_m_18.jpg","26.40.52.0","8517 18 00"]
[842,"GPA-1GF/m/45","Gniazdo antenowe typu F pojedyncze",27.32,1,"szt","PLN","23%","",4,null,null,null,null,"5907577475314",null,null,"AS",null,null,"",null,4,null,"https://www.ospel.pl/sites/all/pliki/import/image/podtynk/as/satyna/gpa-1gf_m_45.jpg","",null,"","","",null,null,null,"SATYNA LIGHT",null,"0.06 kg","71 mm","71 mm","24 mm",null,null,"2024-06-04",null,"","https://www.ospel.pl/sites/all/pliki/import/image/podtynk/as/satyna/gpa-1gf_m_45.jpg","26.40.52.0","8517 18 00"]
[846,"GPA-2GF/m/33","Gniazdo antenowe typu F podwójne",33.229999999999997,1,"szt","PLN","23%","",4,null,null,null,null,"5907577493318",null,null,"AS",null,null,"",null,4,null,"https://www.ospel.pl/sites/all/pliki/import/image/podtynk/as/czarny/gpa-2gf_m_33.jpg","",null,"","","",null,null,null,"CZARNY METALIK",null,"0.071 kg","71 mm","71 mm","24 mm",null,null,"2024-06-04",null,"","https://www.ospel.pl/sites/all/pliki/import/image/podtynk/as/czarny/gpa-2gf_m_33.jpg","26.40.52.0","8517 18 00"]
[856,"GPA-GD/m/33","Gniazdo RTV-DATA",84.86,1,"szt","PLN","23%","",4,null,null,null,null,"5906729017044",null,null,"AS",null,null,"",null,4,null,"https://www.ospel.pl/sites/all/pliki/import/image/podtynk/as/czarny/gpa-gd_m_33.jpg","",null,"Częstotliwość toru DATA 5÷862 MHz","","",null,null,null,"CZARNY METALIK",null,"0.128 kg","71 mm","71 mm","24 mm",null,null,"2024-06-04",null,"","https://www.ospel.pl/sites/all/pliki/import/image/podtynk/as/czarny/gpa-gd_m_33.jpg","26.40.52.0","8517 18 00"]
[861,"GPA-GK/m/33","Gniazdo RTV końcowe",54.3,1,"szt","PLN","23%","",4,null,null,null,null,"5906729016894",null,null,"AS",null,null,"",null,4,null,"https://www.ospel.pl/sites/all/pliki/import/image/podtynk/as/czarny/gpa-gk_m_33.jpg","",null,"Współczynnik tłumienia 2,5-3dB","","",null,null,null,"CZARNY METALIK",null,"0.1005 kg","71 mm","71 mm","24 mm",null,null,"2024-06-04",null,"","https://www.ospel.pl/sites/all/pliki/import/image/podtynk/as/czarny/gpa-gk_m_33.jpg","26.40.52.0","8517 18 00"]
[869,"GPA-GSP/m/18","Gniazdo RTV-SAT przelotowe",96.32,1,"szt","PLN","23%","",4,null,null,null,null,"5907577476120",null,null,"AS",null,null,"",null,4,null,"https://www.ospel.pl/sites/all/pliki/import/image/podtynk/as/srebro/gpa-gsp_m_18.jpg","",null,"Współczynnik tłumienia 1,2dB","","",null,null,null,"SREBRO",null,"0.1045 kg","71 mm","71 mm","24 mm",null,null,"2024-06-04",null,"","https://www.ospel.pl/sites/all/pliki/import/image/podtynk/as/srebro/gpa-gsp_m_18.jpg","26.40.52.0","8517 18 00"]
[879,"GPE-2G/m/18","Gniazdo ekwipotencjalne podwójne",121.32,1,"szt","PLN","23%","",4,null,null,null,null,"5907577477103",null,null,"AS",null,null,"",null,4,null,"https://www.ospel.pl/sites/all/pliki/import/image/podtynk/as/srebro/gpe-2g_m_18.jpg","",null,"","","",null,null,null,"SREBRO",null,"","71 mm","71 mm","20 mm",null,null,"2024-06-04",null,"","https://www.ospel.pl/sites/all/pliki/import/image/podtynk/as/srebro/gpe-2g_m_18.jpg","","8536 90 10"]
[883,"GPH-1GS/m/00/d","Gniazdo bryzgoszczelne z uziemieniem schuko IP-44 wieczko przezroczyste",23.44,1,"szt","PLN","23%","",10,null,null,null,null,"5907577451394",null,null,"AS",null,null,"",null,10,null,"https://www.ospel.pl/sites/all/pliki/import/image/podtynk/as/bialy/gph-1gs_m_00_d.jpg","",null,"16A/250~, IP-44, zaciski gwintowe","","",null,null,null,"BIAŁY",null,"0.85 kg","71 mm","71 mm","25 mm",null,null,"2024-06-04",null,"","https://www.ospel.pl/sites/all/pliki/import/image/podtynk/as/bialy/gph-1gs_m_00_d.jpg","27.33.13.0","8536 69 90"]
[891,"GPH-1GSP/m/27/d","Gniazdo bryzgoszczelne z uziemieniem schuko IP-44 z przesłonami torów prądowych wieczko przezroczyste",24.67,1,"szt","PLN","23%","",10,null,null,null,null,"5907577452308",null,null,"AS",null,null,"",null,10,null,"https://www.ospel.pl/sites/all/pliki/import/image/podtynk/as/ecru/gph-1gsp_m_27_d.jpg","",null,"16A/250~, IP-44, zaciski gwintowe","","",null,null,null,"ECRU",null,"0.85 kg","71 mm","71 mm","25 mm",null,null,"2024-06-04",null,"","https://www.ospel.pl/sites/all/pliki/import/image/podtynk/as/ecru/gph-1gsp_m_27_d.jpg","27.33.13.0","8536 69 90"]
[896,"GPH-1GZ/m/18/d","Gniazdo bryzgoszczelne z uziemieniem IP-44 wieczko przezroczyste",29.45,1,"szt","PLN","23%","",4,null,null,null,null,"5907577475901",null,null,"AS",null,null,"",null,4,null,"https://www.ospel.pl/sites/all/pliki/import/image/podtynk/as/srebro/gph-1gz_m_18_d.jpg","",null,"16A/250~, IP-44, zaciski gwintowe","","",null,null,null,"SREBRO",null,"0.85 kg","71 mm","71 mm","25 mm",null,null,"2024-06-04",null,"","https://www.ospel.pl/sites/all/pliki/import/image/podtynk/as/srebro/gph-1gz_m_18_d.jpg","27.33.13.0","8536 69 90"]
[904,"GPH-1GZD/m/12/w","Gniazdo bryzgoszczelne z uziemieniem DATA IP-44 wieczko w kolorze wyrobu",23.81,1,"szt","PLN","23%","",10,null,null,null,null,"5906729008448",null,null,"AS",null,null,"",null,10,null,"https://www.ospel.pl/sites/all/pliki/import/image/podtynk/as/bialy/gph-1gzd_m_12_w.jpg","",null,"16A/250~, IP-44, zaciski gwintowe","","",null,null,null,"ZIELONY",null,"0.85 kg","71 mm","71 mm","25 mm",null,null,"2024-06-04",null,"","https://www.ospel.pl/sites/all/pliki/import/image/podtynk/as/bialy/gph-1gzd_m_12_w.jpg","27.33.13.0","8536 69 90"]
[913,"GPH-1GZP/m/27/w","Gniazdo bryzgoszczelne z uziemieniem IP-44 z przesłonami torów prądowych wieczko w kolorze wyrobu",22.46,1,"szt","PLN","23%","",10,null,null,null,null,"5907577452285",null,null,"AS",null,null,"",null,10,null,"https://www.ospel.pl/sites/all/pliki/import/image/podtynk/as/ecru/gph-1gz_m_27_w.jpg","",null,"16A/250~, IP-44, zaciski gwintowe","","",null,null,null,"ECRU",null,"0.85 kg","71 mm","71 mm","25 mm",null,null,"2024-06-04",null,"","https://www.ospel.pl/sites/all/pliki/import/image/podtynk/as/ecru/gph-1gz_m_27_w.jpg","27.33.13.0","8536 69 90"]
[918,"GPK-1G/K/m/27","Gniazdo komputerowe pojedyncze, kat. 5e MMC",47.46,1,"szt","PLN","23%","",10,null,null,null,null,"5907577452551",null,null,"AS",null,null,"",null,10,null,"https://www.ospel.pl/sites/all/pliki/import/image/podtynk/as/ecru/gpk-1g_m_27.jpg","",null,"Złącze IDC","","",null,null,null,"ECRU",null,"0.0585 kg","71 mm","71 mm","22 mm",null,null,"2024-06-04",null,"","https://www.ospel.pl/sites/all/pliki/import/image/podtynk/as/ecru/gpk-1g_m_27.jpg","26.30.30.0","8517 18 00"]
[926,"GPK-1GP/p/00","Obudowa gniazda pojedynczego z przesłoną typu Keystone prosta",14.96,1,"szt","PLN","23%","",10,null,null,null,null,"5906729008479",null,null,"AS",null,null,"",null,10,null,"https://www.ospel.pl/sites/all/pliki/import/image/podtynk/as/bialy/gpk-1gp_p_00.jpg","",null,"","","",null,null,null,"BIAŁY",null,"","75 mm","75 mm","22 mm",null,null,"2024-06-04",null,"","https://www.ospel.pl/sites/all/pliki/import/image/podtynk/as/bialy/gpk-1gp_p_00.jpg","26.30.30.0","8517 18 00"]
[937,"GPK-2G/p/00","Obudowa gniazda podwójnego typu Keystone prosta",10.3,1,"szt","PLN","23%","",10,null,null,null,null,"5907577460310",null,null,"AS",null,null,"",null,10,null,"https://www.ospel.pl/sites/all/pliki/import/image/podtynk/as/bialy/gpk-2g_p_00.jpg","",null,"","","",null,null,null,"BIAŁY",null,"0.0525 kg","71 mm","71 mm","22 mm",null,null,"2024-06-04",null,"","https://www.ospel.pl/sites/all/pliki/import/image/podtynk/as/bialy/gpk-2g_p_00.jpg","26.30.30.0","8517 18 00"]
[940,"GPK-2G/p/33","Obudowa gniazda podwójnego typu Keystone prosta",15.11,1,"szt","PLN","23%","",4,null,null,null,null,"5906729002026",null,null,"AS",null,null,"",null,4,null,"https://www.ospel.pl/sites/all/pliki/import/image/podtynk/as/czarny/gpk-2g_p_33.jpg","",null,"","","",null,null,null,"CZARNY METALIK",null,"0.0525 kg","71 mm","71 mm","22 mm",null,null,"2024-06-04",null,"","https://www.ospel.pl/sites/all/pliki/import/image/podtynk/as/czarny/gpk-2g_p_33.jpg","26.30.30.0","8517 18 00"]
[948,"GPPK-1G/m/00","Przyłącz kablowy",19.86,1,"szt","PLN","23%","",10,null,null,null,null,"5907577477790",null,null,"AS",null,null,"",null,10,null,"https://www.ospel.pl/sites/all/pliki/import/image/podtynk/as/bialy/gppk-1g_m_00.jpg","",null,"5x4mm2 zaciski gwintowe","","",null,null,null,"BIAŁY",null,"","71 mm","71 mm","23 mm",null,null,"2024-06-04",null,"","https://www.ospel.pl/sites/all/pliki/import/image/podtynk/as/bialy/gppk-1g_m_00.jpg","27.33.13.0","8536 90 10"]
[954,"GPT-1G/m/18","Gniazdo telefoniczne pojedyncze",39.799999999999997,1,"szt","PLN","23%","",4,null,null,null,null,"5907577476168",null,null,"AS",null,null,"",null,4,null,"https://www.ospel.pl/sites/all/pliki/import/image/podtynk/as/srebro/gpt-1g_m_18.jpg","",null,"Zaciski gwintowe","","",null,null,null,"SREBRO",null,"0.053 kg","71 mm","71 mm","22 mm",null,null,"2024-06-04",null,"","https://www.ospel.pl/sites/all/pliki/import/image/podtynk/as/srebro/gpt-1g_m_18.jpg","26.30.30.0","8517 18 00"]
[962,"GPT-2GN/m/45","Gniazdo telefoniczne podwójne niezależne",50.31,1,"szt","PLN","23%","",4,null,null,null,null,"5907577475345",null,null,"AS",null,null,"",null,4,null,"https://www.ospel.pl/sites/all/pliki/import/image/podtynk/as/satyna/gpt-2gn_m_45.jpg","",null,"Zaciski gwintowe","","",null,null,null,"SATYNA LIGHT",null,"0.056 kg","71 mm","71 mm","22 mm",null,null,"2024-06-04",null,"","https://www.ospel.pl/sites/all/pliki/import/image/podtynk/as/satyna/gpt-2gn_m_45.jpg","26.30.30.0","8517 18 00"]
[970,"ŁP-10G/m/27","Łącznik podwójny schodowy",30.32,1,"szt","PLN","23%","",10,null,null,null,null,"5907577452117",null,null,"AS",null,null,"",null,10,null,"https://www.ospel.pl/sites/all/pliki/import/image/podtynk/as/ecru/lp-2g_m_27.jpg","",null,"10AX/250~, IP-20 zaciski gwintowe","","",null,null,null,"ECRU",null,"0.082 kg","71 mm","71 mm","25 mm",null,null,"2024-06-04",null,"https://www.ospel.pl/sites/all/pliki/import/image/schematy/lacznik_podwojny_schodowy.jpg","https://www.ospel.pl/sites/all/pliki/import/image/podtynk/as/ecru/lp-2g_m_27.jpg","27.33.11.0","8536 50 07"]
[982,"ŁP-11GS/m/45","Łącznik dwubiegunowy z podświetleniem niebieskim",32.520000000000003,1,"szt","PLN","23%","",4,null,null,null,null,"5907577474928",null,null,"AS",null,null,"",null,4,null,"https://www.ospel.pl/sites/all/pliki/import/image/podtynk/as/satyna/lp-11gs_m_45.jpg","",null,"10AX/250~, IP-20 zaciski gwintowe","","",null,null,null,"SATYNA LIGHT",null,"0.075 kg","71 mm","71 mm","25 mm",null,null,"2024-06-04",null,"https://www.ospel.pl/sites/all/pliki/import/image/schematy/lacznik_dwubiegunowy.jpg","https://www.ospel.pl/sites/all/pliki/import/image/podtynk/as/satyna/lp-11gs_m_45.jpg","27.33.11.0","8536 50 07"]
[987,"ŁP-12GS/m/45","Łącznik kontrolny z podświetleniem niebieskim",29.95,1,"szt","PLN","23%","",4,null,null,null,null,"5907577474935",null,null,"AS",null,null,"",null,4,null,"https://www.ospel.pl/sites/all/pliki/import/image/podtynk/as/satyna/lp-1gs_m_45.jpg","",null,"10AX/250~, IP-20 zaciski gwintowe","","",null,null,null,"SATYNA LIGHT",null,"0.0705 kg","71 mm","71 mm","25 mm",null,null,"2024-06-04",null,"","https://www.ospel.pl/sites/all/pliki/import/image/podtynk/as/satyna/lp-1gs_m_45.jpg","27.33.11.0","8536 50 07"]
[992,"ŁP-13G/m/45","Łącznik potrójny",39.64,1,"szt","PLN","23%","",4,null,null,null,null,"5907577474966",null,null,"AS",null,null,"",null,4,null,"https://www.ospel.pl/sites/all/pliki/import/image/podtynk/as/satyna/lp-13g_m_45.jpg","",null,"10AX/250~, IP-20 zaciski bezgwintowe","","",null,null,null,"SATYNA LIGHT",null,"0.0765 kg","71 mm","71 mm","25 mm",null,null,"2024-06-04",null,"","https://www.ospel.pl/sites/all/pliki/import/image/podtynk/as/satyna/lp-13g_m_45.jpg","27.33.11.0","8536 50 07"]
[1004,"ŁP-16G/m/18","Elektroniczny czujnik ruchu",255.28,1,"szt","PLN","23%","",5,null,null,null,null,"5907577476250",null,null,"AS",null,null,"",null,5,null,"https://www.ospel.pl/sites/all/pliki/import/image/podtynk/as/srebro/lp-16g_m_18.jpg","",null,"Zasięg działania do 7 metrów","","Tylko na zamówienie",null,null,null,"SREBRO",null,"0.101 kg","71 mm","71 mm","31 mm",null,null,"2024-06-04",null,"","https://www.ospel.pl/sites/all/pliki/import/image/podtynk/as/srebro/lp-16g_m_18.jpg","27.33.11.0","8536 50 05"]
[1005,"ŁP-16G/m/27","Elektroniczny czujnik ruchu",241.22,1,"szt","PLN","23%","",5,null,null,null,null,"5907577452735",null,null,"AS",null,null,"",null,5,null,"https://www.ospel.pl/sites/all/pliki/import/image/podtynk/as/ecru/lp-16g_m_27.jpg","",null,"Zasięg działania do 7 metrów","","Tylko na zamówienie",null,null,null,"ECRU",null,"0.101 kg","71 mm","71 mm","31 mm",null,null,"2024-06-04",null,"","https://www.ospel.pl/sites/all/pliki/import/image/podtynk/as/ecru/lp-16g_m_27.jpg","27.33.11.0","8536 50 05"]
[1012,"ŁP-17G/m/45","Łącznik podwójny zwierny",33.869999999999997,1,"szt","PLN","23%","",4,null,null,null,null,"5907577475000",null,null,"AS",null,null,"",null,4,null,"https://www.ospel.pl/sites/all/pliki/import/image/podtynk/as/satyna/lp-2g_m_45.jpg","",null,"10AX/250~, IP-20 zaciski gwintowe","","",null,null,null,"SATYNA LIGHT",null,"0.0745 kg","71 mm","71 mm","25 mm",null,null,"2024-06-04",null,"","https://www.ospel.pl/sites/all/pliki/import/image/podtynk/as/satyna/lp-2g_m_45.jpg","27.33.11.0","8536 50 07"]
[1026,"ŁP-1GS/m/33","Łącznik jednobiegunowy z podświetleniem niebieskim",29.95,1,"szt","PLN","23%","",4,null,null,null,null,"5907577497279",null,null,"AS",null,null,"",null,4,null,"https://www.ospel.pl/sites/all/pliki/import/image/podtynk/as/czarny/lp-1gs_m_33.jpg","",null,"10AX/250~, IP-20 zaciski gwintowe","","",null,null,null,"CZARNY METALIK",null,"0.071 kg","71 mm","71 mm","25 mm",null,null,"2024-06-04",null,"","https://www.ospel.pl/sites/all/pliki/import/image/podtynk/as/czarny/lp-1gs_m_33.jpg","27.33.11.0","8536 50 07"]
[1027,"ŁP-1GS/m/45","Łącznik jednobiegunowy z podświetleniem niebieskim",29.95,1,"szt","PLN","23%","",4,null,null,null,null,"5907577474782",null,null,"AS",null,null,"",null,4,null,"https://www.ospel.pl/sites/all/pliki/import/image/podtynk/as/satyna/lp-1gs_m_45.jpg","",null,"10AX/250~, IP-20 zaciski gwintowe","","",null,null,null,"SATYNA LIGHT",null,"0.071 kg","71 mm","71 mm","25 mm",null,null,"2024-06-04",null,"","https://www.ospel.pl/sites/all/pliki/import/image/podtynk/as/satyna/lp-1gs_m_45.jpg","27.33.11.0","8536 50 07"]
[1039,"ŁP-2G/m/18","Łącznik dwugrupowy świecznikowy",28.84,1,"szt","PLN","23%","",4,null,null,null,null,"5907577475628",null,null,"AS",null,null,"",null,4,null,"https://www.ospel.pl/sites/all/pliki/import/image/podtynk/as/srebro/lp-2g_m_18.jpg","",null,"10AX/250~, IP-20 zaciski gwintowe","","",null,null,null,"SREBRO",null,"0.0725 kg","71 mm","71 mm","25 mm",null,null,"2024-06-04",null,"","https://www.ospel.pl/sites/all/pliki/import/image/podtynk/as/srebro/lp-2g_m_18.jpg","27.33.11.0","8536 50 07"]
[1045,"ŁP-2GS/m/27","Łącznik dwugrupowy świecznikowy z podświetleniem pomarańczowym",25.41,1,"szt","PLN","23%","",10,null,null,null,null,"5907577451967",null,null,"AS",null,null,"",null,10,null,"https://www.ospel.pl/sites/all/pliki/import/image/podtynk/as/ecru/lp-2gs_m_27.jpg","",null,"10AX/250~, IP-20 zaciski gwintowe","","",null,null,null,"ECRU",null,"0.0735 kg","71 mm","71 mm","25 mm",null,null,"2024-06-04",null,"","https://www.ospel.pl/sites/all/pliki/import/image/podtynk/as/ecru/lp-2gs_m_27.jpg","27.33.11.0","8536 50 07"]
[1053,"ŁP-3GS/m/00","Łącznik schodowy z podświetleniem pomarańczowym",25.77,1,"szt","PLN","23%","",10,null,null,null,null,"5907577451080",null,null,"AS",null,null,"",null,10,null,"https://www.ospel.pl/sites/all/pliki/import/image/podtynk/as/bialy/lp-3gs_m_00.jpg","",null,"10AX/250~, IP-20 zaciski gwintowe","","",null,null,null,"BIAŁY",null,"0.0725 kg","71 mm","71 mm","25 mm",null,null,"2024-06-04",null,"","https://www.ospel.pl/sites/all/pliki/import/image/podtynk/as/bialy/lp-3gs_m_00.jpg","27.33.11.0","8536 50 07"]
[1061,"ŁP-4G/m/33","Łącznik krzyżowy",31.3,1,"szt","PLN","23%","",4,null,null,null,null,"5907577493257",null,null,"AS",null,null,"",null,4,null,"https://www.ospel.pl/sites/all/pliki/import/image/podtynk/as/czarny/lp-4g_m_33.jpg","",null,"10AX/250~, IP-20 zaciski gwintowe","","",null,null,null,"CZARNY METALIK",null,"0.077 kg","71 mm","71 mm","25 mm",null,null,"2024-06-04",null,"","https://www.ospel.pl/sites/all/pliki/import/image/podtynk/as/czarny/lp-4g_m_33.jpg","27.33.11.0","8536 50 07"]
[1070,"ŁP-5G/m/27","Łącznik zwierny \"światło\"",15.35,1,"szt","PLN","23%","",10,null,null,null,null,"5907577452018",null,null,"AS",null,null,"",null,10,null,"https://www.ospel.pl/sites/all/pliki/import/image/podtynk/as/ecru/lp-5g_m_27.jpg","",null,"10AX/250~, IP-20 zaciski gwintowe","","",null,null,null,"ECRU",null,"0.07 kg","71 mm","71 mm","25 mm",null,null,"2024-06-04",null,"","https://www.ospel.pl/sites/all/pliki/import/image/podtynk/as/ecru/lp-5g_m_27.jpg","27.33.11.0","8536 50 07"]
[1075,"ŁP-5GS/m/27","Łącznik zwierny \"światło\" z podświetleniem pomarańczowym",23.32,1,"szt","PLN","23%","",10,null,null,null,null,"5907577452025",null,null,"AS",null,null,"",null,10,null,"https://www.ospel.pl/sites/all/pliki/import/image/podtynk/as/ecru/lp-5gs_m_27.jpg","",null,"10AX/250~, IP-20 zaciski gwintowe","","",null,null,null,"ECRU",null,"0.071 kg","71 mm","71 mm","25 mm",null,null,"2024-06-04",null,"","https://www.ospel.pl/sites/all/pliki/import/image/podtynk/as/ecru/lp-5gs_m_27.jpg","27.33.11.0","8536 50 07"]
[1083,"ŁP-6GS/m/00","Łącznik zwierny \"dzwonek\" z podświetleniem pomarańczowym",23.32,1,"szt","PLN","23%","",10,null,null,null,null,"5907577451141",null,null,"AS",null,null,"",null,10,null,"https://www.ospel.pl/sites/all/pliki/import/image/podtynk/as/bialy/lp-6gs_m_00.jpg","",null,"10AX/250~, IP-20 zaciski gwintowe","","",null,null,null,"BIAŁY",null,"0.071 kg","71 mm","71 mm","25 mm",null,null,"2024-06-04",null,"","https://www.ospel.pl/sites/all/pliki/import/image/podtynk/as/bialy/lp-6gs_m_00.jpg","27.33.11.0","8536 50 07"]
[1091,"ŁP-7G/m/33","Łącznik żaluzjowy, zwierny",31.55,1,"szt","PLN","23%","",4,null,null,null,null,"5907577493264",null,null,"AS",null,null,"",null,4,null,"https://www.ospel.pl/sites/all/pliki/import/image/podtynk/as/czarny/lp-7g_m_33.jpg","",null,"10AX/250~, IP-20 zaciski gwintowe","","",null,null,null,"CZARNY METALIK",null,"0.075 kg","71 mm","71 mm","25 mm",null,null,"2024-06-04",null,"","https://www.ospel.pl/sites/all/pliki/import/image/podtynk/as/czarny/lp-7g_m_33.jpg","27.33.11.0","8536 50 07"]
[1095,"ŁP-7GB/m/27","Łącznik żaluzjowy z blokadą mechaniczną",32.89,1,"szt","PLN","23%","",10,null,null,null,null,"5907577479084",null,null,"AS",null,null,"",null,10,null,"https://www.ospel.pl/sites/all/pliki/import/image/podtynk/as/ecru/lp-7g_m_27.jpg","",null,"10AX/250~, IP-20 zaciski gwintowe","","",null,null,null,"ECRU",null,"0.077 kg","71 mm","71 mm","25 mm",null,null,"2024-06-04",null,"","https://www.ospel.pl/sites/all/pliki/import/image/podtynk/as/ecru/lp-7g_m_27.jpg","27.33.11.0","8536 50 07"]
[1105,"ŁP-7GS/m/27","Łącznik żaluzjowy, zwierny, z podświetleniem pomarańczowym",28.34,1,"szt","PLN","23%","",10,null,null,null,null,"5907577452063",null,null,"AS",null,null,"",null,10,null,"https://www.ospel.pl/sites/all/pliki/import/image/podtynk/as/ecru/lp-7gs_m_27.jpg","",null,"10AX/250~, IP-20 zaciski gwintowe","","",null,null,null,"ECRU",null,"0.076 kg","71 mm","71 mm","25 mm",null,null,"2024-06-04",null,"","https://www.ospel.pl/sites/all/pliki/import/image/podtynk/as/ecru/lp-7gs_m_27.jpg","27.33.11.0","8536 50 07"]
[1110,"ŁP-8G/m/27","Ściemniacz przyciskowo-obrotowy przystosowany do obciążenia żarowego i halogenowego",110.08,1,"szt","PLN","23%","",5,null,null,null,null,"5907577452155",null,null,"AS",null,null,"",null,5,null,"https://www.ospel.pl/sites/all/pliki/import/image/podtynk/as/ecru/lp-8g_m_27.jpg","",null,"40-400W, 230V~50Hz, zaciski gwintowe","","",null,null,null,"ECRU",null,"0.121 kg","71 mm","71 mm","30 mm",null,null,"2024-06-04",null,"https://www.ospel.pl/sites/all/pliki/import/image/schematy/sciemniacze.pdf","https://www.ospel.pl/sites/all/pliki/import/image/podtynk/as/ecru/lp-8g_m_27.jpg","27.33.11.0","8536 50 05"]
[1118,"ŁP-9G/m/00","Łącznik schodowy + jednobiegunowy",26.5,1,"szt","PLN","23%","",10,null,null,null,null,"5907577451202",null,null,"AS",null,null,"",null,10,null,"https://www.ospel.pl/sites/all/pliki/import/image/podtynk/as/bialy/lp-2g_m_00.jpg","",null,"10AX/250~, IP-20 zaciski gwintowe","","",null,null,null,"BIAŁY",null,"0.0785 kg","71 mm","71 mm","25 mm",null,null,"2024-06-04",null,"","https://www.ospel.pl/sites/all/pliki/import/image/podtynk/as/bialy/lp-2g_m_00.jpg","27.33.11.0","8536 50 07"]
[1128,"PNP-2G/00","Puszka instalacyjna do serii As podwójna",11.91,1,"szt","PLN","23%","",6,null,null,null,null,"5907577453213",null,null,"AS",null,null,"",null,6,null,"https://www.ospel.pl/sites/all/pliki/import/image/podtynk/impresja/modul/biala/pnp-2y_00.jpg","",null,"Wysokość 32mm","","",null,null,null,"BIAŁY",null,"0.0775 kg","84 mm","155 mm","",null,null,"2024-06-04",null,"","https://www.ospel.pl/sites/all/pliki/import/image/podtynk/impresja/modul/biala/pnp-2y_00.jpg","27.33.13.0","8536 90 01"]
[1132,"PNP-2G/45","Puszka instalacyjna do serii As podwójna",14.36,1,"szt","PLN","23%","",6,null,null,null,null,"5907577475567",null,null,"AS",null,null,"",null,6,null,"https://www.ospel.pl/sites/all/pliki/import/image/podtynk/as/satyna/pnp-2g_45.jpg","",null,"Wysokość 32mm","","",null,null,null,"SATYNA LIGHT",null,"0.0775 kg","84 mm","155 mm","",null,null,"2024-06-04",null,"","https://www.ospel.pl/sites/all/pliki/import/image/podtynk/as/satyna/pnp-2g_45.jpg","27.33.13.0","8536 90 01"]
[1140,"PNP-4G/27","Puszka instalacyjna do serii As poczwórna",19.27,1,"szt","PLN","23%","",4,null,null,null,null,"5907577453268",null,null,"AS",null,null,"",null,4,null,"https://www.ospel.pl/sites/all/pliki/import/image/podtynk/impresja/modul/ecru/pnp-4y_27.jpg","",null,"Wysokość 32mm","","",null,null,null,"ECRU",null,"0.14 kg","84 mm","297 mm","",null,null,"2024-06-04",null,"","https://www.ospel.pl/sites/all/pliki/import/image/podtynk/impresja/modul/ecru/pnp-4y_27.jpg","27.33.13.0","8536 90 01"]
[1148,"R-1G/00","Ramka pojedyncza",3.25,1,"szt","PLN","23%","",10,null,null,null,null,"5907577451851",null,null,"AS",null,null,"",null,10,null,"https://www.ospel.pl/sites/all/pliki/import/image/podtynk/as/bialy/r-1g_00.jpg","",null,"Tworzywo ABS","","",null,null,null,"BIAŁY",null,"0.017 kg","84 mm","84 mm","",null,null,"2024-06-04",null,"","https://www.ospel.pl/sites/all/pliki/import/image/podtynk/as/bialy/r-1g_00.jpg","27.33.13.0","8536 90 01"]
[1153,"R-2G/00","Ramka podwójna",6.13,1,"szt","PLN","23%","",10,null,null,null,null,"5907577451868",null,null,"AS",null,null,"",null,10,null,"https://www.ospel.pl/sites/all/pliki/import/image/podtynk/as/bialy/r-2g_00.jpg","",null,"Tworzywo ABS","","",null,null,null,"BIAŁY",null,"0.03 kg","84 mm","155 mm","",null,null,"2024-06-04",null,"","https://www.ospel.pl/sites/all/pliki/import/image/podtynk/as/bialy/r-2g_00.jpg","27.33.13.0","8536 90 01"]
[1162,"R-3G/45","Ramka potrójna",13.25,1,"szt","PLN","23%","",10,null,null,null,null,"5907577475451",null,null,"AS",null,null,"",null,10,null,"https://www.ospel.pl/sites/all/pliki/import/image/podtynk/as/satyna/r-3g_45.jpg","",null,"Tworzywo ABS","","",null,null,null,"SATYNA LIGHT",null,"0.0425 kg","84 mm","226 mm","",null,null,"2024-06-04",null,"","https://www.ospel.pl/sites/all/pliki/import/image/podtynk/as/satyna/r-3g_45.jpg","27.33.13.0","8536 90 01"]
[1167,"R-4G/45","Ramka poczwórna",16.97,1,"szt","PLN","23%","",10,null,null,null,null,"5907577475468",null,null,"AS",null,null,"",null,10,null,"https://www.ospel.pl/sites/all/pliki/import/image/podtynk/as/satyna/r-4g_45.jpg","",null,"Tworzywo ABS","","",null,null,null,"SATYNA LIGHT",null,"0.055 kg","84 mm","297 mm","",null,null,"2024-06-04",null,"","https://www.ospel.pl/sites/all/pliki/import/image/podtynk/as/satyna/r-4g_45.jpg","27.33.13.0","8536 90 01"]
[1178,"RH-2G/00","Ramka podwójna do łączników IP-44",7.08,1,"szt","PLN","23%","",10,null,null,null,null,"5907577452858",null,null,"AS",null,null,"",null,10,null,"https://www.ospel.pl/sites/all/pliki/import/image/podtynk/as/bialy/rh-2g_00.jpg","",null,"Tworzywo ABS","","",null,null,null,"BIAŁY",null,"0.03 kg","84 mm","155 mm","",null,null,"2024-06-04",null,"","https://www.ospel.pl/sites/all/pliki/import/image/podtynk/as/bialy/rh-2g_00.jpg","27.33.13.0","8536 90 01"]
[1184,"RH-3G/18","Ramka potrójna do łączników IP-44",14.53,1,"szt","PLN","23%","",10,null,null,null,null,"5907577476335",null,null,"AS",null,null,"",null,10,null,"https://www.ospel.pl/sites/all/pliki/import/image/podtynk/as/srebro/rh-3g_18.jpg","",null,"Tworzywo ABS","","",null,null,null,"SREBRO",null,"0.0425 kg","84 mm","226 mm","",null,null,"2024-06-04",null,"","https://www.ospel.pl/sites/all/pliki/import/image/podtynk/as/srebro/rh-3g_18.jpg","27.33.13.0","8536 90 01"]
[1189,"RH-4G/18","Ramka poczwórna do łączników IP-44",17.61,1,"szt","PLN","23%","",10,null,null,null,null,"5907577476342",null,null,"AS",null,null,"",null,10,null,"https://www.ospel.pl/sites/all/pliki/import/image/podtynk/as/srebro/rh-4g_18.jpg","",null,"Tworzywo ABS","","",null,null,null,"SREBRO",null,"0.055 kg","84 mm","297 mm","",null,null,"2024-06-04",null,"","https://www.ospel.pl/sites/all/pliki/import/image/podtynk/as/srebro/rh-4g_18.jpg","27.33.13.0","8536 90 01"]
[1197,"RH-5G/45","Ramka pięciokrotna do łączników IP-44",21.72,1,"szt","PLN","23%","",10,null,null,null,null,"5907577475529",null,null,"AS",null,null,"",null,10,null,"https://www.ospel.pl/sites/all/pliki/import/image/podtynk/as/satyna/rh-5g_45.jpg","",null,"Tworzywo ABS","","",null,null,null,"SATYNA LIGHT",null,"0.0675 kg","84 mm","368 mm","",null,null,"2024-06-04",null,"","https://www.ospel.pl/sites/all/pliki/import/image/podtynk/as/satyna/rh-5g_45.jpg","27.33.13.0","8536 90 01"]
[1203,"RTP-1GN/m/00","Regulator temperatury z czujnikiem napowietrznym",196.02,1,"szt","PLN","23%","",5,null,null,null,null,"5907577458997",null,null,"AS",null,null,"",null,5,null,"https://www.ospel.pl/sites/all/pliki/import/image/podtynk/as/bialy/rtp-1g_m_00.jpg","",null,"zaciski gwintowe","","Tylko na zamówienie",null,null,null,"BIAŁY",null,"0.1025 kg","71 mm","71 mm","31 mm",null,null,"2024-06-04",null,"","https://www.ospel.pl/sites/all/pliki/import/image/podtynk/as/bialy/rtp-1g_m_00.jpg","27.33.13.0","8536 50 05"]
[1211,"Z-1G/m/33","Zaślepka",11.91,1,"szt","PLN","23%","",10,null,null,null,null,"5907577497231",null,null,"AS",null,null,"",null,10,null,"https://www.ospel.pl/sites/all/pliki/import/image/podtynk/as/czarny/z-1g_m_33.jpg","",null,"Montaż do puszek fi 60","","",null,null,null,"CZARNY METALIK",null,"0,0445 kg","71 mm","71 mm","20 mm",null,null,"2024-06-04",null,"","https://www.ospel.pl/sites/all/pliki/import/image/podtynk/as/czarny/z-1g_m_33.jpg","27.12.23.0","8536 90 01"]
[1219,"GP-1GAP/m/00","Gniazdo pojedyncze z przesłonami torów prądowych, produkt zawiera nanocząsteczki srebra",18.739999999999998,1,"szt","PLN","23%","",4,null,null,null,null,"5906729006536",null,null,"AS ANTYBAKTERYJNY",null,null,"",null,4,null,"https://www.ospel.pl/sites/all/pliki/import/image/podtynk/as/bialy/gp-1gp_m_00.jpg","",null,"16A/250~, IP-20, zaciski gwintowe","","",null,null,null,"BIAŁY",null,"0.066 kg","71 mm","71 mm","26 mm",null,null,"2024-06-04",null,"","https://www.ospel.pl/sites/all/pliki/import/image/podtynk/as/bialy/gp-1gp_m_00.jpg","27.33.13.0","8536 69 90"]
[1224,"GP-1GAZDP/m/00","Gniazdo pojedyncze z uziemieniem DATA z przesłonami torów prądowych, produkt zawiera nanocząsteczki srebra",24.76,1,"szt","PLN","23%","",4,null,null,null,null,"5906729006574",null,null,"AS ANTYBAKTERYJNY",null,null,"",null,4,null,"https://www.ospel.pl/sites/all/pliki/import/image/podtynk/as/bialy/gp-1gzdp_m_00.jpg","",null,"16A/250~, IP-20, zaciski gwintowe","","",null,null,null,"BIAŁY",null,"0.073 kg","71 mm","71 mm","26 mm",null,null,"2024-06-04",null,"","https://www.ospel.pl/sites/all/pliki/import/image/podtynk/as/bialy/gp-1gzdp_m_00.jpg","27.33.13.0","8536 69 90"]
[1236,"GP-2GASP/00","Gniazdo podwójne z uziemieniem schuko z przesłonami, kompletne z ramką, produkt zawiera nanocząsteczki srebra",26.39,1,"szt","PLN","23%","",5,null,null,null,null,"5906729006772",null,null,"AS ANTYBAKTERYJNY",null,null,"",null,5,null,"https://www.ospel.pl/sites/all/pliki/import/image/podtynk/as/bialy/gp-2gasp_00.jpg","",null,"16A/250~, IP-20, zaciski gwintowe","","",null,null,null,"BIAŁY",null,"","","","",null,null,"2024-06-04",null,"","https://www.ospel.pl/sites/all/pliki/import/image/podtynk/as/bialy/gp-2gasp_00.jpg","27.33.13.0","8536 69 90"]
[1241,"GPA-10GAPZ/m/00","Gniazdo RTV zakończeniowe 10-dB produkt zawiera nanocząsteczki srebra",55.73,1,"szt","PLN","23%","",4,null,null,null,null,"5906729006819",null,null,"AS ANTYBAKTERYJNY",null,null,"",null,4,null,"https://www.ospel.pl/sites/all/pliki/import/image/podtynk/as/bialy/gpa-10gp_m_00.jpg","",null,"Współczynnik tłumienia 10dB","","",null,null,null,"BIAŁY",null,"0.103 kg","71 mm","71 mm","24 mm",null,null,"2024-06-04",null,"","https://www.ospel.pl/sites/all/pliki/import/image/podtynk/as/bialy/gpa-10gp_m_00.jpg","26.40.52.0","8517 18 00"]
[1246,"GPA-GA2S/m/00","Gniazdo RTV-SAT z dwoma wyjściami SAT produkt zawiera nanocząsteczki srebra",83.73,1,"szt","PLN","23%","",4,null,null,null,null,"5906729006888",null,null,"AS ANTYBAKTERYJNY",null,null,"",null,4,null,"https://www.ospel.pl/sites/all/pliki/import/image/podtynk/as/bialy/gpa-g2s_m_00.jpg","",null,"Współczynnik tłumienia 1,5dB","","",null,null,null,"BIAŁY",null,"0.108 kg","71 mm","71 mm","24 mm",null,null,"2024-06-04",null,"","https://www.ospel.pl/sites/all/pliki/import/image/podtynk/as/bialy/gpa-g2s_m_00.jpg","26.40.52.0","8517 18 00"]
[1254,"GPH-1GASP/m/00/w","Gniazdo bryzgoszczelne z uziemieniem schuko IP-44  wieczko w kolorze wyrobu, produkt zawiera nanocząsteczki srebra",26.58,1,"szt","PLN","23%","",4,null,null,null,null,"5906729008660",null,null,"AS ANTYBAKTERYJNY",null,null,"",null,4,null,"https://www.ospel.pl/sites/all/pliki/import/image/podtynk/as/bialy/gph-1gz_m_00_w.jpg","",null,"16A/250~, IP-44, zaciski gwintowe","","",null,null,null,"BIAŁY",null,"","71 mm","71 mm","25 mm",null,null,"2024-06-04",null,"","https://www.ospel.pl/sites/all/pliki/import/image/podtynk/as/bialy/gph-1gz_m_00_w.jpg","27.33.13.0","8536 69 90"]
[1261,"GPK-1GA/p/00","Obudowa gniazda pojedynczego typu Keystone prosta, produkt zawiera nanocząsteczki srebra",11.92,1,"szt","PLN","23%","",4,null,null,null,null,"5906729006956",null,null,"AS ANTYBAKTERYJNY",null,null,"",null,4,null,"https://www.ospel.pl/sites/all/pliki/import/image/podtynk/as/bialy/gpk-1g_p_00.jpg","",null,"","","",null,null,null,"BIAŁY",null,"0.0525 kg","71 mm","71 mm","22 mm",null,null,"2024-06-04",null,"","https://www.ospel.pl/sites/all/pliki/import/image/podtynk/as/bialy/gpk-1g_p_00.jpg","26.30.30.0","8517 18 00"]
[1268,"GPPK-1GA/m/00","Przyłącz kablowy produkt zawiera nanocząsteczki srebra",24.76,1,"szt","PLN","23%","",4,null,null,null,null,"5906729007212",null,null,"AS ANTYBAKTERYJNY",null,null,"",null,4,null,"https://www.ospel.pl/sites/all/pliki/import/image/podtynk/as/bialy/gppk-1g_m_00.jpg","",null,"5x4mm2 zaciski gwintowe","","",null,null,null,"BIAŁY",null,"","71 mm","71 mm","23 mm",null,null,"2024-06-04",null,"","https://www.ospel.pl/sites/all/pliki/import/image/podtynk/as/bialy/gppk-1g_m_00.jpg","27.33.13.0","8536 90 10"]
[1276,"ŁP-13GA/m/00","Łącznik potrójny produkt zawiera nanocząsteczki srebra",32.6,1,"szt","PLN","23%","",4,null,null,null,null,"5906729006475",null,null,"AS ANTYBAKTERYJNY",null,null,"",null,4,null,"https://www.ospel.pl/sites/all/pliki/import/image/podtynk/as/bialy/lp-13g_m_00.jpg","",null,"10AX250~, IP-20 zaciski gwintowe","","",null,null,null,"BIAŁY",null,"0.0765 kg","71 mm","71 mm","25 mm",null,null,"2024-06-04",null,"","https://www.ospel.pl/sites/all/pliki/import/image/podtynk/as/bialy/lp-13g_m_00.jpg","27.33.11.0","8536 50 07"]
[1281,"ŁP-1GA/m/00","Łącznik jednobiegunowy produkt zawiera nanocząsteczki srebra",20.37,1,"szt","PLN","23%","",4,null,null,null,null,"5906729006253",null,null,"AS ANTYBAKTERYJNY",null,null,"",null,4,null,"https://www.ospel.pl/sites/all/pliki/import/image/podtynk/as/bialy/lp-1g_m_00.jpg","",null,"10AX250~, IP-20 zaciski gwintowe","","",null,null,null,"BIAŁY",null,"0.07 kg","71 mm","71 mm","25 mm",null,null,"2024-06-04",null,"","https://www.ospel.pl/sites/all/pliki/import/image/podtynk/as/bialy/lp-1g_m_00.jpg","27.33.11.0","8536 50 07"]
[1294,"ŁP-6GAS/m/00","Łącznik zwierny \"dzwonek\" z podświetleniem niebieskim, produkt zawiera nanocząsteczki srebra",25.99,1,"szt","PLN","23%","",4,null,null,null,null,"5906729006369",null,null,"AS ANTYBAKTERYJNY",null,null,"",null,4,null,"https://www.ospel.pl/sites/all/pliki/import/image/podtynk/as/bialy/lp-6gs_m_00.jpg","",null,"10AX250~, IP-20 zaciski gwintowe","","",null,null,null,"BIAŁY",null,"0.071 kg","71 mm","71 mm","25 mm",null,null,"2024-06-04",null,"","https://www.ospel.pl/sites/all/pliki/import/image/podtynk/as/bialy/lp-6gs_m_00.jpg","27.33.11.0","8536 50 07"]
[1302,"PNP-1GA/00","Puszka instalacyjna do serii As pojedyncza, produkt zawiera nanocząsteczki srebra",8.8699999999999992,1,"szt","PLN","23%","",10,null,null,null,null,"5906729008707",null,null,"AS ANTYBAKTERYJNY",null,null,"",null,10,null,"https://www.ospel.pl/sites/all/pliki/import/image/podtynk/as/bialy/pnp-1g_00.jpg","",null,"Wysokość 32mm","","",null,null,null,"BIAŁY",null,"0.0435 kg","84 mm","84 mm","",null,null,"2024-06-04",null,"","https://www.ospel.pl/sites/all/pliki/import/image/podtynk/as/bialy/pnp-1g_00.jpg","27.33.13.0","8536 90 01"]
[1303,"PNP-2GA/00","Puszka instalacyjna do serii As podwójna, produkt zawiera nanocząsteczki srebra",12.9,1,"szt","PLN","23%","",6,null,null,null,null,"5906729008714",null,null,"AS ANTYBAKTERYJNY",null,null,"",null,6,null,"https://www.ospel.pl/sites/all/pliki/import/image/podtynk/as/bialy/pnp-2g_00.jpg","",null,"Wysokość 32mm","","",null,null,null,"BIAŁY",null,"0.0775 kg","84 mm","155 mm","",null,null,"2024-06-04",null,"","https://www.ospel.pl/sites/all/pliki/import/image/podtynk/as/bialy/pnp-2g_00.jpg","27.33.13.0","8536 90 01"]
[1311,"R-5GA/00","Ramka pięciokrotna produkt zawiera nanocząsteczki srebra",24,1,"szt","PLN","23%","",10,null,null,null,null,"5906729007120",null,null,"AS ANTYBAKTERYJNY",null,null,"",null,10,null,"https://www.ospel.pl/sites/all/pliki/import/image/podtynk/as/bialy/r-5ga_00.jpg","",null,"Tworzywo ABS","","",null,null,null,"BIAŁY",null,"0.0675 kg","84 mm","368 mm","",null,null,"2024-06-04",null,"","https://www.ospel.pl/sites/all/pliki/import/image/podtynk/as/bialy/r-5ga_00.jpg","27.33.13.0","8536 90 01"]
[1324,"GN-1BS/00","Gniazdo pojedyncze z uziemieniem schuko",16.2,1,"szt","PLN","23%","",10,null,null,null,null,"5907577425852",null,null,"BIS",null,null,"",null,10,null,"https://www.ospel.pl/sites/all/pliki/import/image/natynk/bis/gn-1bs_00.jpg","https://www.ospel.pl/sites/all/pliki/import/image/rysunki/bis/gniazda_pojedyncze_schucko.jpg",null,"","","",null,null,null,"BIAŁY",null,"0.055 kg","60 mm","60 mm","",null,null,"2024-06-04",null,"","https://www.ospel.pl/sites/all/pliki/import/image/natynk/bis/gn-1bs_00.jpg","27.33.13.0","8536 69 90"]
[1325,"GN-1BS/24","Gniazdo pojedyncze z uziemieniem schuko",16.2,1,"szt","PLN","23%","",10,null,null,null,null,"5907577443931",null,null,"BIS",null,null,"",null,10,null,"https://www.ospel.pl/sites/all/pliki/import/image/natynk/bis/gn-1bs_24.jpg","",null,"","","",null,null,null,"BRĄZOWY",null,"0.055 kg","60 mm","60 mm","",null,null,"2024-06-04",null,"","https://www.ospel.pl/sites/all/pliki/import/image/natynk/bis/gn-1bs_24.jpg","27.33.13.0","8536 69 90"]
[1333,"GN-2B/24","Gniazdo podwójne",15.67,1,"szt","PLN","23%","",5,null,null,null,null,"5907577443887",null,null,"BIS",null,null,"",null,5,null,"https://www.ospel.pl/sites/all/pliki/import/image/natynk/bis/gn-2b_24.jpg","https://www.ospel.pl/sites/all/pliki/import/image/rysunki/bis/gniazda_podwojne_bk.jpg",null,"","","",null,null,null,"BRĄZOWY",null,"0.083 kg","100 mm","60 mm","",null,null,"2024-06-04",null,"","https://www.ospel.pl/sites/all/pliki/import/image/natynk/bis/gn-2b_24.jpg","27.33.13.0","8536 69 90"]
[1344,"GN-2BZP/00","Gniazdo podwójne z uziemieniem z przesłonami torów prądowych",20.309999999999999,1,"szt","PLN","23%","",5,null,null,null,null,"5907577425838",null,null,"BIS",null,null,"",null,5,null,"https://www.ospel.pl/sites/all/pliki/import/image/natynk/bis/gn-2bzp_00.jpg","https://www.ospel.pl/sites/all/pliki/import/image/rysunki/bis/gniazda_podwojne.jpg",null,"","","",null,null,null,"BIAŁY",null,"0.098 kg","100 mm","60 mm","",null,null,"2024-06-04",null,"","https://www.ospel.pl/sites/all/pliki/import/image/natynk/bis/gn-2bzp_00.jpg","27.33.13.0","8536 69 90"]
[1347,"ŁN-1B/24","Łącznik jednobiegunowy",15.04,1,"szt","PLN","23%","",10,null,null,null,null,"5907577443702",null,null,"BIS",null,null,"",null,10,null,"https://www.ospel.pl/sites/all/pliki/import/image/natynk/bis/ln-1b_24.jpg","https://www.ospel.pl/sites/all/pliki/import/image/rysunki/bis/laczniki.jpg",null,"","","",null,null,null,"BRĄZOWY",null,"0.053 kg","60 mm","60 mm","",null,null,"2024-06-04",null,"https://www.ospel.pl/sites/all/pliki/import/image/schematy/lacznik_jednobiegunowy.jpg","https://www.ospel.pl/sites/all/pliki/import/image/natynk/bis/ln-1b_24.jpg","27.33.11.0","8536 50 07"]
[1359,"ŁN-4B/24","Łącznik krzyżowy",27.51,1,"szt","PLN","23%","",10,null,null,null,null,"5907577443733",null,null,"BIS",null,null,"",null,10,null,"https://www.ospel.pl/sites/all/pliki/import/image/natynk/bis/ln-4b_24.jpg","https://www.ospel.pl/sites/all/pliki/import/image/rysunki/bis/laczniki.jpg",null,"","","",null,null,null,"BRĄZOWY",null,"0.059 kg","60 mm","60 mm","",null,null,"2024-06-04",null,"https://www.ospel.pl/sites/all/pliki/import/image/schematy/lacznik_krzyzowy_wspolpraca.jpg","https://www.ospel.pl/sites/all/pliki/import/image/natynk/bis/ln-4b_24.jpg","27.33.11.0","8536 50 07"]
[1367,"ŁN-6B/24","Łącznik zwierny \"dzwonek\"",17.03,1,"szt","PLN","23%","",10,null,null,null,null,"5907577443757",null,null,"BIS",null,null,"",null,10,null,"https://www.ospel.pl/sites/all/pliki/import/image/natynk/bis/ln-6b_24.jpg","https://www.ospel.pl/sites/all/pliki/import/image/rysunki/bis/laczniki.jpg",null,"","","",null,null,null,"BRĄZOWY",null,"0.053 kg","60 mm","60 mm","",null,null,"2024-06-04",null,"https://www.ospel.pl/sites/all/pliki/import/image/schematy/lacznik_zwierny_dzwonek.jpg","https://www.ospel.pl/sites/all/pliki/import/image/natynk/bis/ln-6b_24.jpg","27.33.11.0","8536 50 07"]
[1369,"ŁN-6BS/24","Łącznik zwierny \"dzwonek\" z podświetleniem pomarańczowym",21.73,1,"szt","PLN","23%","",10,null,null,null,null,"5907577443825",null,null,"BIS",null,null,"",null,10,null,"https://www.ospel.pl/sites/all/pliki/import/image/natynk/bis/ln-6bs_24.jpg","https://www.ospel.pl/sites/all/pliki/import/image/rysunki/bis/laczniki.jpg",null,"","","",null,null,null,"BRĄZOWY",null,"0.054 kg","60 mm","60 mm","",null,null,"2024-06-04",null,"https://www.ospel.pl/sites/all/pliki/import/image/schematy/lacznik_zwierny_dzwonek_podswietlenie.jpg","https://www.ospel.pl/sites/all/pliki/import/image/natynk/bis/ln-6bs_24.jpg","27.33.11.0","8536 50 07"]
[1381,"GNH-2DS/30/w","Gniazdo podwójne z uziemieniem schuko wieczko w kolorze wyrobu",42.71,1,"szt","PLN","23%","",5,null,null,null,null,"5907577410322",null,null,"DELFINA",null,null,"",null,5,null,"https://www.ospel.pl/sites/all/pliki/import/image/natynk/delfina/gnh-2ds_30.jpg","",null,"","","",null,null,null,"SZARY",null,"0.183 kg","90 mm","72 mm","",null,null,"2024-06-04",null,"","https://www.ospel.pl/sites/all/pliki/import/image/natynk/delfina/gnh-2ds_30.jpg","27.33.13.0","8536 69 90"]
[1389,"ŁNH-3D/30","Łącznik schodowy",23.32,1,"szt","PLN","23%","",8,null,null,null,null,"5907577408725",null,null,"DELFINA",null,null,"",null,8,null,"https://www.ospel.pl/sites/all/pliki/import/image/natynk/delfina/lnh-1d_30.jpg","",null,"","","",null,null,null,"SZARY",null,"","90 mm","72 mm","",null,null,"2024-06-04",null,"https://www.ospel.pl/sites/all/pliki/import/image/schematy/laczniki_schodowe_wspolpraca.jpg","https://www.ospel.pl/sites/all/pliki/import/image/natynk/delfina/lnh-1d_30.jpg","27.33.11.0","8536 50 07"]
[1390,"ŁNH-4D/00","Łącznik krzyżowy",29.34,1,"szt","PLN","23%","",8,null,null,null,null,"5907577408817",null,null,"DELFINA",null,null,"",null,8,null,"https://www.ospel.pl/sites/all/pliki/import/image/natynk/delfina/lnh-4d_00.jpg","",null,"","","",null,null,null,"BIAŁY",null,"","90 mm","72 mm","",null,null,"2024-06-04",null,"https://www.ospel.pl/sites/all/pliki/import/image/schematy/lacznik_krzyzowy_wspolpraca.jpg","https://www.ospel.pl/sites/all/pliki/import/image/natynk/delfina/lnh-4d_00.jpg","27.33.11.0","8536 50 07"]
[1402,"GNH-1HZ/71/d","Gniazdo pojedyncze z uziemieniem wieczko przezroczyste",15.11,1,"szt","PLN","23%","",10,null,null,null,null,"5907577494315",null,null,"FALA",null,null,"",null,10,null,"https://www.ospel.pl/sites/all/pliki/import/image/natynk/fala/gnh-1hz_71_d.jpg","",null,"16A/250~, IP-44, zaciski gwintowe","","",null,null,null,"POPIEL",null,"0,0905 kg","70 mm","60 mm","",null,null,"2024-06-04",null,"","https://www.ospel.pl/sites/all/pliki/import/image/natynk/fala/gnh-1hz_71_d.jpg","27.33.13.0","8536 69 90"]
[1411,"GNH-2HZ/71/d","Gniazdo podwójne z uziemieniem wieczko przezroczyste",28.23,1,"szt","PLN","23%","",5,null,null,null,null,"5907577494322",null,null,"FALA",null,null,"",null,5,null,"https://www.ospel.pl/sites/all/pliki/import/image/natynk/fala/gnh-2hz_71_d.jpg","",null,"16A/250~, IP-44, zaciski gwintowe","","",null,null,null,"POPIEL",null,"0,1810 kg","70 mm","120 mm","",null,null,"2024-06-04",null,"","https://www.ospel.pl/sites/all/pliki/import/image/natynk/fala/gnh-2hz_71_d.jpg","27.33.13.0","8536 69 90"]
[1416,"GNH-3HZ/00/d","Gniazdo potrójne z uziemieniem wieczko przezroczyste",46.75,1,"szt","PLN","23%","",3,null,null,null,null,"5907577427115",null,null,"FALA",null,null,"",null,3,null,"https://www.ospel.pl/sites/all/pliki/import/image/natynk/fala/gnh-3hz_00_d.jpg","",null,"16A/250~, IP-44, zaciski gwintowe","","",null,null,null,"BIAŁY",null,"","70 mm","180 mm","",null,null,"2024-06-04",null,"","https://www.ospel.pl/sites/all/pliki/import/image/natynk/fala/gnh-3hz_00_d.jpg","27.33.13.0","8536 69 90"]
[1419,"ŁNH-11HS/00","Łącznik dwubiegunowy z podświetleniem pomarańczowym",24.77,1,"szt","PLN","23%","",10,null,null,null,null,"5907577426293",null,null,"FALA",null,null,"",null,10,null,"https://www.ospel.pl/sites/all/pliki/import/image/natynk/fala/lnh-11hs_00.jpg","https://www.ospel.pl/sites/all/pliki/import/image/rysunki/fala/laczniki.jpg",null,"10AX/250~, IP-44 zaciski gwintowe","","",null,null,null,"BIAŁY",null,"0.0845 kg","70 mm","60 mm","",null,null,"2024-06-04",null,"https://www.ospel.pl/sites/all/pliki/import/image/schematy/lacznik_dwubiegunowy.jpg","https://www.ospel.pl/sites/all/pliki/import/image/natynk/fala/lnh-11hs_00.jpg","27.33.11.0","8536 50 07"]
[1433,"ŁNH-5HS/00","Łącznik zwierny \"światło\" z podświetleniem pomarańczowym",22.09,1,"szt","PLN","23%","",10,null,null,null,null,"5907577412111",null,null,"FALA",null,null,"",null,10,null,"https://www.ospel.pl/sites/all/pliki/import/image/natynk/fala/lnh-5hs_00.jpg","https://www.ospel.pl/sites/all/pliki/import/image/rysunki/fala/laczniki.jpg",null,"10AX/250~, IP-44 zaciski gwintowe","","",null,null,null,"BIAŁY",null,"0.0795 kg","70 mm","60 mm","",null,null,"2024-06-04",null,"https://www.ospel.pl/sites/all/pliki/import/image/schematy/lacznik_zwierny_swiatlo_podswietlenie.jpg","https://www.ospel.pl/sites/all/pliki/import/image/natynk/fala/lnh-5hs_00.jpg","27.33.11.0","8536 50 07"]
[1438,"ZH-Ł1G/00/d","Łącznik jednobiegunowy + gniazdo pojedyncze wieczko przezroczyste",30.43,1,"szt","PLN","23%","",5,null,null,null,null,"5907577412388",null,null,"FALA",null,null,"",null,5,null,"https://www.ospel.pl/sites/all/pliki/import/image/natynk/fala/zh-l1g_00_d.jpg","https://www.ospel.pl/sites/all/pliki/import/image/rysunki/fala/zestaw_lacznik_gniazdo.jpg",null,"10AX/16A/250~, IP-44 zaciski gwintowe","","",null,null,null,"BIAŁY",null,"","70 mm","120 mm","",null,null,"2024-06-04",null,"","https://www.ospel.pl/sites/all/pliki/import/image/natynk/fala/zh-l1g_00_d.jpg","27.33.13.0","8536 49 00"]
[1446,"ZH-Ł2G/00/w","Łącznik dwugrupowy świecznikowy + gniazdo pojedyncze wieczko w kolorze wyrobu",31.3,1,"szt","PLN","23%","",5,null,null,null,null,"5907577412395",null,null,"FALA",null,null,"",null,5,null,"https://www.ospel.pl/sites/all/pliki/import/image/natynk/fala/zh-l2g_00_w.jpg","https://www.ospel.pl/sites/all/pliki/import/image/rysunki/fala/zestaw_lacznik_gniazdo.jpg",null,"10AX/16A/250~, IP-44 zaciski gwintowe","","",null,null,null,"BIAŁY",null,"","70 mm","120 mm","",null,null,"2024-06-04",null,"","https://www.ospel.pl/sites/all/pliki/import/image/natynk/fala/zh-l2g_00_w.jpg","27.33.13.0","8536 49 00"]
[1452,"AP45-1Y/m/27","Adapter podtynkowy systemu OSPEL 45 do serii Impresja",11.66,1,"szt","PLN","23%","",10,null,null,null,null,"5907577494544",null,null,"IMPRESJA",null,null,"",null,10,null,"https://www.ospel.pl/sites/all/pliki/import/image/podtynk/impresja/modul/ecru/ap45-1y_m_27.jpg","",null,"","","",null,null,null,"ECRU",null,"","75 mm","75 mm","20 mm",null,null,"2024-06-04",null,"","https://www.ospel.pl/sites/all/pliki/import/image/podtynk/impresja/modul/ecru/ap45-1y_m_27.jpg","27.33.13.0","8536 90 01"]
[1460,"GG-1Y/m/28","Gniazdo głośnikowe pojedyncze",39.25,1,"szt","PLN","23%","",4,null,null,null,null,"5907577440510",null,null,"IMPRESJA",null,null,"",null,4,null,"https://www.ospel.pl/sites/all/pliki/import/image/podtynk/impresja/modul/zloto/gg-1y_m_28.jpg","https://www.ospel.pl/sites/all/pliki/import/image/rysunki/impresja/gniazda_glosnikowe.jpg",null,"Przyłączalność przewodów 0,75mm2","","",null,null,null,"ZŁOTY METALIK",null,"0.048 kg","71 mm","71 mm","21 mm",null,null,"2024-06-04",null,"","https://www.ospel.pl/sites/all/pliki/import/image/podtynk/impresja/modul/zloto/gg-1y_m_28.jpg","26.40.52.0","8517 18 00"]
[1468,"GG-2Y/m/33","Gniazdo głośnikowe podwójne",51.05,1,"szt","PLN","23%","",4,null,null,null,null,"5906729011042",null,null,"IMPRESJA",null,null,"",null,4,null,"https://www.ospel.pl/sites/all/pliki/import/image/podtynk/impresja/modul/czarna/gg-2y_m_33.jpg","",null,"Przyłączalność przewodów 0,75mm2","","",null,null,null,"CZARNY METALIK",null,"","71 mm","71 mm","21 mm",null,null,"2024-06-04",null,"","https://www.ospel.pl/sites/all/pliki/import/image/podtynk/impresja/modul/czarna/gg-2y_m_33.jpg","26.40.52.0","8517 18 00"]
[1473,"GGN-1Y/m/27","Gniazdo głośnikowe pojedyncze",42.72,1,"szt","PLN","23%","",10,null,null,null,null,"5907577477608",null,null,"IMPRESJA",null,null,"",null,10,null,"https://www.ospel.pl/sites/all/pliki/import/image/podtynk/impresja/modul/ecru/ggn-1y_m_27.jpg","",null,"Przyłączalność przewodów 6mm2","","",null,null,null,"ECRU",null,"0.055 kg","71 mm","71 mm","22 mm",null,null,"2024-06-04",null,"","https://www.ospel.pl/sites/all/pliki/import/image/podtynk/impresja/modul/ecru/ggn-1y_m_27.jpg","26.40.52.0","8517 18 00"]
[1477,"GP-1Y/m/00","Gniazdo pojedyncze",16.93,1,"szt","PLN","23%","",10,null,null,null,null,"5907577436827",null,null,"IMPRESJA",null,null,"",null,10,null,"https://www.ospel.pl/sites/all/pliki/import/image/podtynk/impresja/modul/biala/gp-1y_m_00.jpg","",null,"16A/250~, IP-20, zaciski gwintowe","","",null,null,null,"BIAŁY",null,"0.066 kg","71 mm","71 mm","23 mm",null,null,"2024-06-04",null,"","https://www.ospel.pl/sites/all/pliki/import/image/podtynk/impresja/modul/biala/gp-1y_m_00.jpg","27.33.13.0","8536 69 90"]
[1490,"GP-1YP/m/50","Gniazdo pojedyncze z przesłonami torów prądowych",25.03,1,"szt","PLN","23%","",4,null,null,null,null,"5907577471392",null,null,"IMPRESJA",null,null,"",null,4,null,"https://www.ospel.pl/sites/all/pliki/import/image/podtynk/impresja/modul/antracyt/gp-1yp_m_50.jpg","",null,"16A/250~, IP-20, zaciski gwintowe","","",null,null,null,"ANTRACYT",null,"0.068 kg","71 mm","71 mm","23 mm",null,null,"2024-06-04",null,"","https://www.ospel.pl/sites/all/pliki/import/image/podtynk/impresja/modul/antracyt/gp-1yp_m_50.jpg","27.33.13.0","8536 69 90"]
[1495,"GP-1YS/m/28","Gniazdo pojedyncze z uziemieniem schuko",29.45,1,"szt","PLN","23%","",4,null,null,null,null,"5907577440923",null,null,"IMPRESJA",null,null,"",null,4,null,"https://www.ospel.pl/sites/all/pliki/import/image/podtynk/impresja/modul/zloto/gp-1ys_m_28.jpg","https://www.ospel.pl/sites/all/pliki/import/image/rysunki/impresja/gniazda_pojedyncze_schucko.jpg",null,"16A/250~, IP-20, zaciski gwintowe","","",null,null,null,"ZŁOTY METALIK",null,"0.075 kg","71 mm","71 mm","25 mm",null,null,"2024-06-04",null,"","https://www.ospel.pl/sites/all/pliki/import/image/podtynk/impresja/modul/zloto/gp-1ys_m_28.jpg","27.33.13.0","8536 69 90"]
[1503,"GP-1YSP/m/33","Gniazdo pojedyncze z uziemieniem schuko z przesłonami torów prądowych",30.07,1,"szt","PLN","23%","",4,null,null,null,null,"5906729010502",null,null,"IMPRESJA",null,null,"",null,4,null,"https://www.ospel.pl/sites/all/pliki/import/image/podtynk/impresja/modul/czarna/gp-1ysp_m_33.jpg","",null,"16A/250~, IP-20, zaciski gwintowe","","",null,null,null,"CZARNY METALIK",null,"0.076 kg","71 mm","71 mm","25 mm",null,null,"2024-06-04",null,"","https://www.ospel.pl/sites/all/pliki/import/image/podtynk/impresja/modul/czarna/gp-1ysp_m_33.jpg","27.33.13.0","8536 69 90"]
[1510,"GP-1YZ/m/33","Gniazdo pojedyncze z uziemieniem",27.11,1,"szt","PLN","23%","",4,null,null,null,null,"5906729010472",null,null,"IMPRESJA",null,null,"",null,4,null,"https://www.ospel.pl/sites/all/pliki/import/image/podtynk/impresja/modul/czarna/gp-1yz_m_33.jpg","",null,"16A/250~, IP-20, zaciski gwintowe","","",null,null,null,"CZARNY METALIK",null,"0.073 kg","71 mm","71 mm","23 mm",null,null,"2024-06-04",null,"","https://www.ospel.pl/sites/all/pliki/import/image/podtynk/impresja/modul/czarna/gp-1yz_m_33.jpg","27.33.13.0","8536 69 90"]
[1517,"GP-1YZP/m/23","Gniazdo pojedyncze z uziemieniem z przesłonami torów prądowych",28.47,1,"szt","PLN","23%","",4,null,null,null,null,"5907577438951",null,null,"IMPRESJA",null,null,"",null,4,null,"https://www.ospel.pl/sites/all/pliki/import/image/podtynk/impresja/modul/tytan/gp-1yzp_m_23.jpg","https://www.ospel.pl/sites/all/pliki/import/image/rysunki/impresja/gniazda_pojedyncze_ip20.jpg",null,"16A/250~, IP-20, zaciski gwintowe","","",null,null,null,"TYTAN",null,"0.074 kg","71 mm","71 mm","23 mm",null,null,"2024-06-04",null,"","https://www.ospel.pl/sites/all/pliki/import/image/podtynk/impresja/modul/tytan/gp-1yzp_m_23.jpg","27.33.13.0","8536 69 90"]
[1525,"GP-1YZPUSB/m/27","Gniazdo pojedyncze z uziemieniem z przesłonami torów prądowych, z ładowarką USB",108.36,1,"szt","PLN","23%","",5,null,null,null,null,"5907577494667",null,null,"IMPRESJA",null,null,"",null,5,null,"https://www.ospel.pl/sites/all/pliki/import/image/podtynk/impresja/modul/ecru/gp-1yzpusb_m_27.jpg","",null,"16A/230~,USB 5V/2,1A, IP-20, zac.bezgw.","","",null,null,null,"ECRU",null,"0.104 kg","73 mm","73 mm","34 mm",null,null,"2024-06-04",null,"","https://www.ospel.pl/sites/all/pliki/import/image/podtynk/impresja/modul/ecru/gp-1yzpusb_m_27.jpg","27.33.13.0","8536 69 90"]
[1535,"GP-2Y/50","Gniazdo podwójne kompletne z ramką",30.68,1,"szt","PLN","23%","",4,null,null,null,null,"5907577461751",null,null,"IMPRESJA",null,null,"",null,4,null,"https://www.ospel.pl/sites/all/pliki/import/image/podtynk/impresja/modul/antracyt/gp-2y_50.jpg","",null,"16A/250~, IP-20, zaciski gwintowe","","",null,null,null,"ANTRACYT",null,"0.0815 kg","84 mm","84 mm","27 mm",null,null,"2024-06-04",null,"","https://www.ospel.pl/sites/all/pliki/import/image/podtynk/impresja/modul/antracyt/gp-2y_50.jpg","27.33.13.0","8536 69 90"]
[1539,"GP-2YC/27","Gniazdo podwójne z uziemieniem z funkcją niezamienności faz, kompletne z ramką",25.03,1,"szt","PLN","23%","",5,null,null,null,null,"5907577441845",null,null,"IMPRESJA",null,null,"",null,5,null,"https://www.ospel.pl/sites/all/pliki/import/image/podtynk/impresja/modul/ecru/gp-2yc_27.jpg","https://www.ospel.pl/sites/all/pliki/import/image/rysunki/impresja/gniazda_podwojne_nf.jpg",null,"16A/250~, IP-20, zaciski gwintowe","","",null,null,null,"ECRU",null,"0.091 kg","90 mm","84 mm","22 mm",null,null,"2024-06-04",null,"","https://www.ospel.pl/sites/all/pliki/import/image/podtynk/impresja/modul/ecru/gp-2yc_27.jpg","27.33.13.0","8536 69 90"]
[1544,"GP-2YP/18","Gniazdo podwójne z przesłonami torów prądowych, kompletne z ramką",31.41,1,"szt","PLN","23%","",4,null,null,null,null,"5907577439378",null,null,"IMPRESJA",null,null,"",null,4,null,"https://www.ospel.pl/sites/all/pliki/import/image/podtynk/impresja/modul/srebro/gp-2yp_18.jpg","",null,"16A/250~, IP-20, zaciski gwintowe","","",null,null,null,"SREBRO",null,"0.083 kg","84 mm","84 mm","27 mm",null,null,"2024-06-04",null,"","https://www.ospel.pl/sites/all/pliki/import/image/podtynk/impresja/modul/srebro/gp-2yp_18.jpg","27.33.13.0","8536 69 90"]
[1552,"GP-2YR/m/23","Gniazdo podwójne moduł bez ramki",24.92,1,"szt","PLN","23%","",4,null,null,null,null,"5907577439385",null,null,"IMPRESJA",null,null,"",null,4,null,"https://www.ospel.pl/sites/all/pliki/import/image/podtynk/impresja/modul/tytan/gp-2yr_m_23.jpg","",null,"16A/250~, IP-20, zaciski gwintowe","","",null,null,null,"TYTAN",null,"0.071 kg","71 mm","71 mm","27 mm",null,null,"2024-06-04",null,"","https://www.ospel.pl/sites/all/pliki/import/image/podtynk/impresja/modul/tytan/gp-2yr_m_23.jpg","27.33.13.0","8536 69 90"]
[1560,"GP-2YRAZ/m/27","Gniazdo podwójne z uziemieniem moduł bez ramki",20.37,1,"szt","PLN","23%","",10,null,null,null,null,"5907577480707",null,null,"IMPRESJA",null,null,"",null,10,null,"https://www.ospel.pl/sites/all/pliki/import/image/podtynk/impresja/modul/ecru/gp-2yrz_m_27.jpg","",null,"16A/250~, IP-20, do ramek linii Prestige","","",null,null,null,"ECRU",null,"0.084 kg","71 mm","71 mm","19 mm",null,null,"2024-06-04",null,"","https://www.ospel.pl/sites/all/pliki/import/image/podtynk/impresja/modul/ecru/gp-2yrz_m_27.jpg","27.33.13.0","8536 69 90"]
[1566,"GP-2YRAZP/m/23","Gniazdo podwójne z uziemieniem z przesłonami torów prądowych, moduł bez ramki",29.68,1,"szt","PLN","23%","",4,null,null,null,null,"5907577480752",null,null,"IMPRESJA",null,null,"",null,4,null,"https://www.ospel.pl/sites/all/pliki/import/image/podtynk/impresja/modul/tytan/gp-2yrzp_m_23.jpg","",null,"16A/250~, IP-20, do ramek linii Prestige","","",null,null,null,"TYTAN",null,"0.085 kg","71 mm","71 mm","19 mm",null,null,"2024-06-04",null,"","https://www.ospel.pl/sites/all/pliki/import/image/podtynk/impresja/modul/tytan/gp-2yrzp_m_23.jpg","27.33.13.0","8536 69 90"]
[1574,"GP-2YRP/m/27","Gniazdo podwójne z przesłonami torów prądowych, moduł bez ramki",20.010000000000002,1,"szt","PLN","23%","",10,null,null,null,null,"5907577439439",null,null,"IMPRESJA",null,null,"",null,10,null,"https://www.ospel.pl/sites/all/pliki/import/image/podtynk/impresja/modul/ecru/gp-2yrp_m_27.jpg","",null,"16A/250~, IP-20, zaciski gwintowe","","",null,null,null,"ECRU",null,"0.072 kg","71 mm","71 mm","27 mm",null,null,"2024-06-04",null,"","https://www.ospel.pl/sites/all/pliki/import/image/podtynk/impresja/modul/ecru/gp-2yrp_m_27.jpg","27.33.13.0","8536 69 90"]
[1582,"GP-2YRZ/m/28","Gniazdo podwójne z uziemieniem moduł bez ramki",28.47,1,"szt","PLN","23%","",4,null,null,null,null,"5907577440350",null,null,"IMPRESJA",null,null,"",null,4,null,"https://www.ospel.pl/sites/all/pliki/import/image/podtynk/impresja/modul/zloto/gp-2yrz_m_28.jpg","https://www.ospel.pl/sites/all/pliki/import/image/rysunki/impresja/gniazda_podwojne.jpg",null,"16A/250~, IP-20, zaciski gwintowe","","",null,null,null,"ZŁOTY METALIK",null,"0.084 kg","71 mm","71 mm","27 mm",null,null,"2024-06-04",null,"","https://www.ospel.pl/sites/all/pliki/import/image/podtynk/impresja/modul/zloto/gp-2yrz_m_28.jpg","27.33.13.0","8536 69 90"]
[1593,"GP-2YS/18","Gniazdo podwójne z uziemieniem schuko kompletne z ramką",33.99,1,"szt","PLN","23%","",5,null,null,null,null,"5907577440848",null,null,"IMPRESJA",null,null,"",null,5,null,"https://www.ospel.pl/sites/all/pliki/import/image/podtynk/impresja/modul/srebro/gp-2ys_18.jpg","https://www.ospel.pl/sites/all/pliki/import/image/rysunki/impresja/gniazda_podwojne_schucko.jpg",null,"16A/250~, IP-20, zaciski gwintowe","","",null,null,null,"SREBRO",null,"0.0915 kg","90 mm","84 mm","22 mm",null,null,"2024-06-04",null,"","https://www.ospel.pl/sites/all/pliki/import/image/podtynk/impresja/modul/srebro/gp-2ys_18.jpg","27.33.13.0","8536 69 90"]
[1596,"GP-2YS/28","Gniazdo podwójne z uziemieniem schuko kompletne z ramką",33.99,1,"szt","PLN","23%","",5,null,null,null,null,"5907577440961",null,null,"IMPRESJA",null,null,"",null,5,null,"https://www.ospel.pl/sites/all/pliki/import/image/podtynk/impresja/modul/zloto/gp-2ys_28.jpg","https://www.ospel.pl/sites/all/pliki/import/image/rysunki/impresja/gniazda_podwojne_schucko.jpg",null,"16A/250~, IP-20, zaciski gwintowe","","",null,null,null,"ZŁOTY METALIK",null,"0.0915 kg","90 mm","84 mm","22 mm",null,null,"2024-06-04",null,"","https://www.ospel.pl/sites/all/pliki/import/image/podtynk/impresja/modul/zloto/gp-2ys_28.jpg","27.33.13.0","8536 69 90"]
[1601,"GP-2YSP/23","Gniazdo podwójne z uziemieniem schuko z przesłonami torów prądowych, kompletne z ramką",34.35,1,"szt","PLN","23%","",5,null,null,null,null,"5907577440916",null,null,"IMPRESJA",null,null,"",null,5,null,"https://www.ospel.pl/sites/all/pliki/import/image/podtynk/impresja/modul/tytan/gp-2ysp_23.jpg","https://www.ospel.pl/sites/all/pliki/import/image/rysunki/impresja/gniazda_podwojne_schucko.jpg",null,"16A/250~, IP-20, zaciski gwintowe","","",null,null,null,"TYTAN",null,"0.093 kg","90 mm","84 mm","22 mm",null,null,"2024-06-04",null,"","https://www.ospel.pl/sites/all/pliki/import/image/podtynk/impresja/modul/tytan/gp-2ysp_23.jpg","27.33.13.0","8536 69 90"]
[1609,"GP-2YZ/27","Gniazdo podwójne z uziemieniem kompletne z ramką",24.43,1,"szt","PLN","23%","",10,null,null,null,null,"5907577438388",null,null,"IMPRESJA",null,null,"",null,10,null,"https://www.ospel.pl/sites/all/pliki/import/image/podtynk/impresja/modul/ecru/gp-2yz_27.jpg","https://www.ospel.pl/sites/all/pliki/import/image/rysunki/impresja/gniazda_podwojne.jpg",null,"16A/250~, IP-20, zaciski gwintowe","","",null,null,null,"ECRU",null,"0.093 kg","84 mm","84 mm","27 mm",null,null,"2024-06-04",null,"","https://www.ospel.pl/sites/all/pliki/import/image/podtynk/impresja/modul/ecru/gp-2yz_27.jpg","27.33.13.0","8536 69 90"]
[1618,"GP-2YZP/33","Gniazdo podwójne z uziemieniem z przesłonami torów prądowych, kompletne z ramką",33.75,1,"szt","PLN","23%","",4,null,null,null,null,"5906729010588",null,null,"IMPRESJA",null,null,"",null,4,null,"https://www.ospel.pl/sites/all/pliki/import/image/podtynk/impresja/modul/czarna/gp-2yzp_33.jpg","",null,"16A/250~, IP-20, zaciski gwintowe","","",null,null,null,"CZARNY METALIK",null,"0.094 kg","84 mm","84 mm","27 mm",null,null,"2024-06-04",null,"","https://www.ospel.pl/sites/all/pliki/import/image/podtynk/impresja/modul/czarna/gp-2yzp_33.jpg","27.33.13.0","8536 69 90"]
[1623,"GP-3Y/m/27","Gniazdo potrójne EURO",18.41,1,"szt","PLN","23%","",10,null,null,null,null,"5907577438401",null,null,"IMPRESJA",null,null,"",null,10,null,"https://www.ospel.pl/sites/all/pliki/import/image/podtynk/impresja/modul/ecru/gp-3y_m_27.jpg","https://www.ospel.pl/sites/all/pliki/import/image/rysunki/impresja/gniazda_potrojne_euro.jpg",null,"2,5A/250~ IP-20, zaciski gwintowe","","",null,null,null,"ECRU",null,"0.066 kg","71 mm","71 mm","22 mm",null,null,"2024-06-04",null,"","https://www.ospel.pl/sites/all/pliki/import/image/podtynk/impresja/modul/ecru/gp-3y_m_27.jpg","27.33.13.0","8536 69 90"]
[1631,"GPA-10YP/m/28","Gniazdo RTV przelotowe 10-dB",67.37,1,"szt","PLN","23%","",4,null,null,null,null,"5907577440374",null,null,"IMPRESJA",null,null,"",null,4,null,"https://www.ospel.pl/sites/all/pliki/import/image/podtynk/impresja/modul/zloto/gpa-10yp_m_28.jpg","https://www.ospel.pl/sites/all/pliki/import/image/rysunki/impresja/gniazda_rtv_sat.jpg",null,"Współczynnik tłumienia 10dB","","",null,null,null,"ZŁOTY METALIK",null,"0.103 kg","71 mm","71 mm","24 mm",null,null,"2024-06-04",null,"https://www.ospel.pl/sites/all/pliki/import/image/schematy/rtv_sat.pdf","https://www.ospel.pl/sites/all/pliki/import/image/podtynk/impresja/modul/zloto/gpa-10yp_m_28.jpg","26.40.52.0","8517 18 00"]
[1643,"GPA-14YP/m/23","Gniazdo RTV przelotowe 14-dB",67.37,1,"szt","PLN","23%","",4,null,null,null,null,"5907577439064",null,null,"IMPRESJA",null,null,"",null,4,null,"https://www.ospel.pl/sites/all/pliki/import/image/podtynk/impresja/modul/tytan/gpa-10yp_m_23.jpg","https://www.ospel.pl/sites/all/pliki/import/image/rysunki/impresja/gniazda_rtv_sat.jpg",null,"Współczynnik tłumienia 14dB","","",null,null,null,"TYTAN",null,"0.103 kg","71 mm","71 mm","24 mm",null,null,"2024-06-04",null,"https://www.ospel.pl/sites/all/pliki/import/image/schematy/rtv_sat.pdf","https://www.ospel.pl/sites/all/pliki/import/image/podtynk/impresja/modul/tytan/gpa-10yp_m_23.jpg","26.40.52.0","8517 18 00"]
[1645,"GPA-14YP/m/28","Gniazdo RTV przelotowe 14-dB",67.37,1,"szt","PLN","23%","",4,null,null,null,null,"5907577440381",null,null,"IMPRESJA",null,null,"",null,4,null,"https://www.ospel.pl/sites/all/pliki/import/image/podtynk/impresja/modul/zloto/gpa-10yp_m_28.jpg","https://www.ospel.pl/sites/all/pliki/import/image/rysunki/impresja/gniazda_rtv_sat.jpg",null,"Współczynnik tłumienia 14dB","","",null,null,null,"ZŁOTY METALIK",null,"0.103 kg","71 mm","71 mm","24 mm",null,null,"2024-06-04",null,"https://www.ospel.pl/sites/all/pliki/import/image/schematy/rtv_sat.pdf","https://www.ospel.pl/sites/all/pliki/import/image/podtynk/impresja/modul/zloto/gpa-10yp_m_28.jpg","26.40.52.0","8517 18 00"]
[1653,"GPA-16YP/m/33","Gniazdo RTV przelotowe 16-dB",67.37,1,"szt","PLN","23%","",4,null,null,null,null,"5906729010663",null,null,"IMPRESJA",null,null,"",null,4,null,"https://www.ospel.pl/sites/all/pliki/import/image/podtynk/impresja/modul/czarna/gpa-10yp_m_33.jpg","",null,"Współczynnik tłumienia 16dB","","",null,null,null,"CZARNY METALIK",null,"0.103 kg","71 mm","71 mm","24 mm",null,null,"2024-06-04",null,"","https://www.ospel.pl/sites/all/pliki/import/image/podtynk/impresja/modul/czarna/gpa-10yp_m_33.jpg","26.40.52.0","8517 18 00"]
[1665,"GPA-2YF/m/27","Gniazdo antenowe typu F podwójne",33.229999999999997,1,"szt","PLN","23%","",10,null,null,null,null,"5907577455569",null,null,"IMPRESJA",null,null,"",null,10,null,"https://www.ospel.pl/sites/all/pliki/import/image/podtynk/impresja/modul/ecru/gpa-2yf_m_27.jpg","",null,"Złącze typu F","","",null,null,null,"ECRU",null,"0.052 kg","71 mm","71 mm","24 mm",null,null,"2024-06-04",null,"","https://www.ospel.pl/sites/all/pliki/import/image/podtynk/impresja/modul/ecru/gpa-2yf_m_27.jpg","26.40.52.0","8517 18 00"]
[1668,"GPA-2YF/m/50","Gniazdo antenowe typu F podwójne",35.31,1,"szt","PLN","23%","",4,null,null,null,null,"5907577471507",null,null,"IMPRESJA",null,null,"",null,4,null,"https://www.ospel.pl/sites/all/pliki/import/image/podtynk/impresja/modul/antracyt/gpa-2yf_m_50.jpg","",null,"Złącze typu F","","",null,null,null,"ANTRACYT",null,"0.052 kg","71 mm","71 mm","24 mm",null,null,"2024-06-04",null,"","https://www.ospel.pl/sites/all/pliki/import/image/podtynk/impresja/modul/antracyt/gpa-2yf_m_50.jpg","26.40.52.0","8517 18 00"]
[1675,"GPA-Y2S/m/50","Gniazdo RTV-SAT z dwoma wyjściami SAT",107.78,1,"szt","PLN","23%","",4,null,null,null,null,"5907577462017",null,null,"IMPRESJA",null,null,"",null,4,null,"https://www.ospel.pl/sites/all/pliki/import/image/podtynk/impresja/modul/antracyt/gpa-y2s_m_50.jpg","",null,"Współczynnik tłumienia 1,5dB","","",null,null,null,"ANTRACYT",null,"0.11 kg","71 mm","71 mm","24 mm",null,null,"2024-06-04",null,"","https://www.ospel.pl/sites/all/pliki/import/image/podtynk/impresja/modul/antracyt/gpa-y2s_m_50.jpg","26.40.52.0","8517 18 00"]
[1687,"GPA-YK/m/28","Gniazdo RTV końcowe",57.41,1,"szt","PLN","23%","",4,null,null,null,null,"5907577440411",null,null,"IMPRESJA",null,null,"",null,4,null,"https://www.ospel.pl/sites/all/pliki/import/image/podtynk/impresja/modul/zloto/gpa-10yp_m_28.jpg","https://www.ospel.pl/sites/all/pliki/import/image/rysunki/impresja/gniazda_rtv_sat.jpg",null,"Współczynnik tłumienia 2,5-3dB","","",null,null,null,"ZŁOTY METALIK",null,"0.1005 kg","71 mm","71 mm","23 mm",null,null,"2024-06-04",null,"https://www.ospel.pl/sites/all/pliki/import/image/schematy/rtv_sat.pdf","https://www.ospel.pl/sites/all/pliki/import/image/podtynk/impresja/modul/zloto/gpa-10yp_m_28.jpg","26.40.52.0","8517 18 00"]
[1688,"GPA-YK/m/33","Gniazdo RTV końcowe",57.41,1,"szt","PLN","23%","",4,null,null,null,null,"5906729010694",null,null,"IMPRESJA",null,null,"",null,4,null,"https://www.ospel.pl/sites/all/pliki/import/image/podtynk/impresja/modul/czarna/gpa-10yp_m_33.jpg","",null,"Współczynnik tłumienia 2,5-3dB","","",null,null,null,"CZARNY METALIK",null,"0.1005 kg","71 mm","71 mm","24 mm",null,null,"2024-06-04",null,"","https://www.ospel.pl/sites/all/pliki/import/image/podtynk/impresja/modul/czarna/gpa-10yp_m_33.jpg","26.40.52.0","8517 18 00"]
[1701,"GPA-YSP/m/28","Gniazdo RTV-SAT przelotowe",100.95,1,"szt","PLN","23%","",4,null,null,null,null,"5907577440435",null,null,"IMPRESJA",null,null,"",null,4,null,"https://www.ospel.pl/sites/all/pliki/import/image/podtynk/impresja/modul/zloto/gpa-ys_m_28.jpg","",null,"Współczynnik tłumienia 1,2dB","","",null,null,null,"ZŁOTY METALIK",null,"0.1055 kg","71 mm","71 mm","24 mm",null,null,"2024-06-04",null,"https://www.ospel.pl/sites/all/pliki/import/image/schematy/rtv_sat.pdf","https://www.ospel.pl/sites/all/pliki/import/image/podtynk/impresja/modul/zloto/gpa-ys_m_28.jpg","26.40.52.0","8517 18 00"]
[1709,"GPE-1Y/m/33","Gniazdo ekwipotencjalne pojedyncze",84.17,1,"szt","PLN","23%","",4,null,null,null,null,"5906729011165",null,null,"IMPRESJA",null,null,"",null,4,null,"https://www.ospel.pl/sites/all/pliki/import/image/podtynk/impresja/modul/czarna/gpe-1y_m_33.jpg","",null,"","","",null,null,null,"CZARNY METALIK",null,"0.049 kg","71 mm","71 mm","20 mm",null,null,"2024-06-04",null,"","https://www.ospel.pl/sites/all/pliki/import/image/podtynk/impresja/modul/czarna/gpe-1y_m_33.jpg","","8536 90 10"]
[1710,"GPE-1Y/m/50","Gniazdo ekwipotencjalne pojedyncze",84.17,1,"szt","PLN","23%","",4,null,null,null,null,"5907577471521",null,null,"IMPRESJA",null,null,"",null,4,null,"https://www.ospel.pl/sites/all/pliki/import/image/podtynk/impresja/modul/antracyt/gpe-1y_m_50.jpg","",null,"","","",null,null,null,"ANTRACYT",null,"0.049 kg","71 mm","71 mm","20 mm",null,null,"2024-06-04",null,"","https://www.ospel.pl/sites/all/pliki/import/image/podtynk/impresja/modul/antracyt/gpe-1y_m_50.jpg","","8536 90 10"]
[1722,"GPH-1YS/m/28/d","Gniazdo bryzgoszczelne z uziemieniem schuko IP-44 wieczko przezroczyste",33.869999999999997,1,"szt","PLN","23%","",4,null,null,null,null,"5907577440947",null,null,"IMPRESJA",null,null,"",null,4,null,"https://www.ospel.pl/sites/all/pliki/import/image/podtynk/impresja/modul/zloto/gph-1ys_m_28_d.jpg","https://www.ospel.pl/sites/all/pliki/import/image/rysunki/impresja/gniazda_bryzgoszczelne.jpg",null,"16A/250~, IP-44, zaciski gwintowe","","",null,null,null,"ZŁOTY METALIK",null,"0.0830 kg","71 mm","71 mm","23 mm",null,null,"2024-06-04",null,"","https://www.ospel.pl/sites/all/pliki/import/image/podtynk/impresja/modul/zloto/gph-1ys_m_28_d.jpg","27.33.13.0","8536 69 90"]
[1726,"GPH-1YSP/m/18/d","Gniazdo bryzgoszczelne z uziemieniem schuko IP-44 z przesłonami torów prądowych wieczko przezroczyste",34.11,1,"szt","PLN","23%","",4,null,null,null,null,"5907577440831",null,null,"IMPRESJA",null,null,"",null,4,null,"https://www.ospel.pl/sites/all/pliki/import/image/podtynk/impresja/modul/srebro/gph-1ysp_m_18_d.jpg","https://www.ospel.pl/sites/all/pliki/import/image/rysunki/impresja/gniazda_bryzgoszczelne.jpg",null,"16A/250~, IP-44, zaciski gwintowe","","",null,null,null,"SREBRO",null,"0.0840 kg","71 mm","71 mm","23 mm",null,null,"2024-06-04",null,"","https://www.ospel.pl/sites/all/pliki/import/image/podtynk/impresja/modul/srebro/gph-1ysp_m_18_d.jpg","27.33.13.0","8536 69 90"]
[1732,"GPH-1YZ/m/00/d","Gniazdo bryzgoszczelne z uziemieniem IP-44 wieczko przezroczyste",28.47,1,"szt","PLN","23%","",10,null,null,null,null,"5907577437008",null,null,"IMPRESJA",null,null,"",null,10,null,"https://www.ospel.pl/sites/all/pliki/import/image/podtynk/impresja/modul/biala/gph-1yz_m_00_d.jpg","https://www.ospel.pl/sites/all/pliki/import/image/rysunki/impresja/gniazda_bryzgoszczelne.jpg",null,"16A/250~, IP-44, zaciski gwintowe","","",null,null,null,"BIAŁY",null,"0.0855 kg","71 mm","71 mm","23 mm",null,null,"2024-06-04",null,"","https://www.ospel.pl/sites/all/pliki/import/image/podtynk/impresja/modul/biala/gph-1yz_m_00_d.jpg","27.33.13.0","8536 69 90"]
[1744,"GPH-1YZP/m/23/d","Gniazdo bryzgoszczelne z uziemieniem IP-44 z przesłonami torów prądowych wieczko przezroczyste",33.25,1,"szt","PLN","23%","",4,null,null,null,null,"5907577439002",null,null,"IMPRESJA",null,null,"",null,4,null,"https://www.ospel.pl/sites/all/pliki/import/image/podtynk/impresja/modul/tytan/gph-1yzp_m_23_d.jpg","https://www.ospel.pl/sites/all/pliki/import/image/rysunki/impresja/gniazda_bryzgoszczelne.jpg",null,"16A/250~, IP-44, zaciski gwintowe","","",null,null,null,"TYTAN",null,"0.0855 kg","71 mm","71 mm","23 mm",null,null,"2024-06-04",null,"","https://www.ospel.pl/sites/all/pliki/import/image/podtynk/impresja/modul/tytan/gph-1yzp_m_23_d.jpg","27.33.13.0","8536 69 90"]
[1751,"GPK-1Y/K/m/18","Gniazdo komputerowe pojedyncze, kat. 5e MMC",57.89,1,"szt","PLN","23%","",4,null,null,null,null,"5907577439934",null,null,"IMPRESJA",null,null,"",null,4,null,"https://www.ospel.pl/sites/all/pliki/import/image/podtynk/impresja/modul/srebro/gpk-1y_k_m_18.jpg","https://www.ospel.pl/sites/all/pliki/import/image/rysunki/impresja/gniazda_t_k_1.jpg",null,"Złącze IDC","","",null,null,null,"SREBRO",null,"0.0575 kg","71 mm","71 mm","20 mm",null,null,"2024-06-04",null,"","https://www.ospel.pl/sites/all/pliki/import/image/podtynk/impresja/modul/srebro/gpk-1y_k_m_18.jpg","26.30.30.0","8517 18 00"]
[1758,"GPK-1Y/p/18","Obudowa gniazda pojedynczego typu Keystone prosta",16.2,1,"szt","PLN","23%","",4,null,null,null,null,"5907577462291",null,null,"IMPRESJA",null,null,"",null,4,null,"https://www.ospel.pl/sites/all/pliki/import/image/podtynk/impresja/modul/srebro/gpk-1y_p_18.jpg","",null,"","","",null,null,null,"SREBRO",null,"0.0515 kg","71 mm","71 mm","30 mm",null,null,"2024-06-04",null,"","https://www.ospel.pl/sites/all/pliki/import/image/podtynk/impresja/modul/srebro/gpk-1y_p_18.jpg","26.30.30.0","8517 18 00"]
[1766,"GPK-1YS/p/23","Obudowa gniazda pojedynczego typu Keystone skośna",16.57,1,"szt","PLN","23%","",4,null,null,null,null,"5907577455187",null,null,"IMPRESJA",null,null,"",null,4,null,"https://www.ospel.pl/sites/all/pliki/import/image/podtynk/impresja/modul/tytan/gpk-1ys_p_23.jpg","",null,"","","",null,null,null,"TYTAN",null,"0.052 kg","71 mm","71 mm","30 mm",null,null,"2024-06-04",null,"","https://www.ospel.pl/sites/all/pliki/import/image/podtynk/impresja/modul/tytan/gpk-1ys_p_23.jpg","26.30.30.0","8517 18 00"]
[1774,"GPK-2Y/K/m/27","Gniazdo komputerowe podwójne, kat. 5e MMC",86.71,1,"szt","PLN","23%","",10,null,null,null,null,"5907577438548",null,null,"IMPRESJA",null,null,"",null,10,null,"https://www.ospel.pl/sites/all/pliki/import/image/podtynk/impresja/modul/ecru/gpk-2y_k_m_27.jpg","https://www.ospel.pl/sites/all/pliki/import/image/rysunki/impresja/gniazda_t_k.jpg",null,"Złącze IDC","","",null,null,null,"ECRU",null,"0.065 kg","71 mm","71 mm","20 mm",null,null,"2024-06-04",null,"","https://www.ospel.pl/sites/all/pliki/import/image/podtynk/impresja/modul/ecru/gpk-2y_k_m_27.jpg","26.30.30.0","8517 18 00"]
[1776,"GPK-2Y/K/m/33","Gniazdo komputerowe podwójne, kat. 5e MMC",91.8,1,"szt","PLN","23%","",4,null,null,null,null,"5906729010823",null,null,"IMPRESJA",null,null,"",null,4,null,"https://www.ospel.pl/sites/all/pliki/import/image/podtynk/impresja/modul/czarna/gpk-2y_k_m_33.jpg","",null,"Złącze IDC","","",null,null,null,"CZARNY METALIK",null,"0.065 kg","71 mm","71 mm","20 mm",null,null,"2024-06-04",null,"","https://www.ospel.pl/sites/all/pliki/import/image/podtynk/impresja/modul/czarna/gpk-2y_k_m_33.jpg","26.30.30.0","8517 18 00"]
[1788,"GPK-2YS/p/27","Obudowa gniazda podwójnego typu Keystone skośna",11.91,1,"szt","PLN","23%","",10,null,null,null,null,"5907577455217",null,null,"IMPRESJA",null,null,"",null,10,null,"https://www.ospel.pl/sites/all/pliki/import/image/podtynk/impresja/modul/ecru/gpk-2ys_p_27.jpg","",null,"","","",null,null,null,"ECRU",null,"0.055 kg","71 mm","71 mm","30 mm",null,null,"2024-06-04",null,"","https://www.ospel.pl/sites/all/pliki/import/image/podtynk/impresja/modul/ecru/gpk-2ys_p_27.jpg","26.30.30.0","8517 18 00"]
[1796,"GPPK-1Y/m/28","Przyłącz kablowy",34.11,1,"szt","PLN","23%","",4,null,null,null,null,"5907577477837",null,null,"IMPRESJA",null,null,"",null,4,null,"https://www.ospel.pl/sites/all/pliki/import/image/podtynk/impresja/modul/zloto/gppk-1y_m_28.jpg","",null,"5x4mm2 zaciski gwintowe","","",null,null,null,"ZŁOTY METALIK",null,"0.08 kg","71 mm","71 mm","28 mm",null,null,"2024-06-04",null,"","https://www.ospel.pl/sites/all/pliki/import/image/podtynk/impresja/modul/zloto/gppk-1y_m_28.jpg","27.33.13.0","8536 90 10"]
[1801,"GPT-1Y/m/23","Gniazdo telefoniczne pojedyncze",42.87,1,"szt","PLN","23%","",4,null,null,null,null,"5907577439132",null,null,"IMPRESJA",null,null,"",null,4,null,"https://www.ospel.pl/sites/all/pliki/import/image/podtynk/impresja/modul/tytan/gpt-1y_m_23.jpg","https://www.ospel.pl/sites/all/pliki/import/image/rysunki/impresja/gniazda_t_k_1.jpg",null,"Zaciski gwintowe","","",null,null,null,"TYTAN",null,"0.0525 kg","71 mm","71 mm","20 mm",null,null,"2024-06-04",null,"","https://www.ospel.pl/sites/all/pliki/import/image/podtynk/impresja/modul/tytan/gpt-1y_m_23.jpg","26.30.30.0","8517 18 00"]
[1809,"GPT-2YN/m/27","Gniazdo telefoniczne podwójne niezależne",49.01,1,"szt","PLN","23%","",10,null,null,null,null,"5907577438517",null,null,"IMPRESJA",null,null,"",null,10,null,"https://www.ospel.pl/sites/all/pliki/import/image/podtynk/impresja/modul/ecru/gpt-2yr_m_27.jpg","https://www.ospel.pl/sites/all/pliki/import/image/rysunki/impresja/gniazda_t_k.jpg",null,"Zaciski gwintowe","","",null,null,null,"ECRU",null,"0.0555 kg","71 mm","71 mm","20 mm",null,null,"2024-06-04",null,"","https://www.ospel.pl/sites/all/pliki/import/image/podtynk/impresja/modul/ecru/gpt-2yr_m_27.jpg","26.30.30.0","8517 18 00"]
[1815,"GPT-2YR/m/23","Gniazdo telefoniczne podwójne równoległe",53.84,1,"szt","PLN","23%","",4,null,null,null,null,"5907577439149",null,null,"IMPRESJA",null,null,"",null,4,null,"https://www.ospel.pl/sites/all/pliki/import/image/podtynk/impresja/modul/tytan/gpt-2yr_m_23.jpg","https://www.ospel.pl/sites/all/pliki/import/image/rysunki/impresja/gniazda_t_k.jpg",null,"Zaciski gwintowe","","",null,null,null,"TYTAN",null,"0.0535 kg","71 mm","71 mm","20 mm",null,null,"2024-06-04",null,"","https://www.ospel.pl/sites/all/pliki/import/image/podtynk/impresja/modul/tytan/gpt-2yr_m_23.jpg","26.30.30.0","8517 18 00"]
[1823,"ŁP-10Y/m/27","Łącznik podwójny schodowy",30.32,1,"szt","PLN","23%","",10,null,null,null,null,"5907577438142",null,null,"IMPRESJA",null,null,"",null,10,null,"https://www.ospel.pl/sites/all/pliki/import/image/podtynk/impresja/modul/ecru/lp-2y_m_27.jpg","https://www.ospel.pl/sites/all/pliki/import/image/rysunki/impresja/lacznik_podwojny.jpg",null,"16AX250~, IP-20, zaciski bezgwintowe","","",null,null,null,"ECRU",null,"0.0805 kg","71 mm","71 mm","23 mm",null,null,"2024-06-04",null,"https://www.ospel.pl/sites/all/pliki/import/image/schematy/lacznik_podwojny_schodowy.jpg","https://www.ospel.pl/sites/all/pliki/import/image/podtynk/impresja/modul/ecru/lp-2y_m_27.jpg","27.33.11.0","8536 50 07"]
[1831,"ŁP-11Y/m/28","Łącznik dwubiegunowy",30.07,1,"szt","PLN","23%","",4,null,null,null,null,"5907577440152",null,null,"IMPRESJA",null,null,"",null,4,null,"https://www.ospel.pl/sites/all/pliki/import/image/podtynk/impresja/modul/zloto/lp-11y_m_28.jpg","https://www.ospel.pl/sites/all/pliki/import/image/rysunki/impresja/lacznik_ip20.jpg",null,"16AX250~, IP-20, zaciski bezgwintowe","","",null,null,null,"ZŁOTY METALIK",null,"0.074 kg","71 mm","71 mm","23 mm",null,null,"2024-06-04",null,"https://www.ospel.pl/sites/all/pliki/import/image/schematy/lacznik_dwubiegunowy.jpg","https://www.ospel.pl/sites/all/pliki/import/image/podtynk/impresja/modul/zloto/lp-11y_m_28.jpg","27.33.11.0","8536 50 07"]
[1834,"ŁP-11YS/m/00","Łącznik dwubiegunowy z podświetleniem pomarańczowym",29.57,1,"szt","PLN","23%","",10,null,null,null,null,"5907577436704",null,null,"IMPRESJA",null,null,"",null,10,null,"https://www.ospel.pl/sites/all/pliki/import/image/podtynk/impresja/modul/biala/lp-11ys_m_00.jpg","",null,"16AX250~, IP-20, zaciski bezgwintowe","","",null,null,null,"BIAŁY",null,"0.075 kg","71 mm","71 mm","23 mm",null,null,"2024-06-04",null,"https://www.ospel.pl/sites/all/pliki/import/image/schematy/lacznik_dwubiegunowy.jpg","https://www.ospel.pl/sites/all/pliki/import/image/podtynk/impresja/modul/biala/lp-11ys_m_00.jpg","27.33.11.0","8536 50 07"]
[1845,"ŁP-12YS/m/28","Łącznik kontrolny z podświetleniem niebieskim",32.020000000000003,1,"szt","PLN","23%","",4,null,null,null,null,"5907577440169",null,null,"IMPRESJA",null,null,"",null,4,null,"https://www.ospel.pl/sites/all/pliki/import/image/podtynk/impresja/modul/zloto/lp-1ys_m_28.jpg","",null,"16AX250~, IP-20, zaciski bezgwintowe","","",null,null,null,"ZŁOTY METALIK",null,"0.074 kg","71 mm","71 mm","23 mm",null,null,"2024-06-04",null,"https://www.ospel.pl/sites/all/pliki/import/image/schematy/lacznik_kontrolny.jpg","https://www.ospel.pl/sites/all/pliki/import/image/podtynk/impresja/modul/zloto/lp-1ys_m_28.jpg","27.33.11.0","8536 50 07"]
[1850,"ŁP-13Y/m/23","Łącznik potrójny",42.34,1,"szt","PLN","23%","",4,null,null,null,null,"5907577443399",null,null,"IMPRESJA",null,null,"",null,4,null,"https://www.ospel.pl/sites/all/pliki/import/image/podtynk/impresja/modul/tytan/lp-13y_m_23.jpg","",null,"10AX/250~, IP-20 zaciski bezgwintowe","","",null,null,null,"TYTAN",null,"0.0755 kg","71 mm","71 mm","23 mm",null,null,"2024-06-04",null,"https://www.ospel.pl/sites/all/pliki/import/image/schematy/lacznik_potrojny.jpg","https://www.ospel.pl/sites/all/pliki/import/image/podtynk/impresja/modul/tytan/lp-13y_m_23.jpg","27.33.11.0","8536 50 07"]
[1859,"ŁP-15YS/m/28","Łącznik hotelowy z podświetleniem pomarańczowym",119.52,1,"szt","PLN","23%","",5,null,null,null,null,"5907577440534",null,null,"IMPRESJA",null,null,"",null,5,null,"https://www.ospel.pl/sites/all/pliki/import/image/podtynk/impresja/modul/zloto/lp-15ys_m_28.jpg","https://www.ospel.pl/sites/all/pliki/import/image/rysunki/impresja/lacznik_hotelowy.jpg",null,"16A230~, IP-20, zaciski gwintowe","","Tylko na zamówienie",null,null,null,"ZŁOTY METALIK",null,"0.101 kg","71 mm","71 mm","29 mm",null,null,"2024-06-04",null,"https://www.ospel.pl/sites/all/pliki/import/image/schematy/lacznik_hotelowy.jpg","https://www.ospel.pl/sites/all/pliki/import/image/podtynk/impresja/modul/zloto/lp-15ys_m_28.jpg","27.33.11.0","8536 50 05"]
[1867,"ŁP-16Y/m/33","Elektroniczny czujnik ruchu",268.99,1,"szt","PLN","23%","",5,null,null,null,null,"5906729010410",null,null,"IMPRESJA",null,null,"",null,5,null,"https://www.ospel.pl/sites/all/pliki/import/image/podtynk/impresja/modul/czarna/lp-16y_m_33.jpg","",null,"Zasięg działania do 7 metrów","","Tylko na zamówienie",null,null,null,"CZARNY METALIK",null,"0.103 kg","71 mm","71 mm","28.5 mm",null,null,"2024-06-04",null,"","https://www.ospel.pl/sites/all/pliki/import/image/podtynk/impresja/modul/czarna/lp-16y_m_33.jpg","27.33.11.0","8536 50 05"]
[1872,"ŁP-17Y/m/27","Łącznik podwójny zwierny",29.09,1,"szt","PLN","23%","",10,null,null,null,null,"5907577443283",null,null,"IMPRESJA",null,null,"",null,10,null,"https://www.ospel.pl/sites/all/pliki/import/image/podtynk/impresja/modul/ecru/lp-2y_m_27.jpg","https://www.ospel.pl/sites/all/pliki/import/image/rysunki/impresja/lacznik_podwojny.jpg",null,"10AX/250~, IP-20 zaciski bezgwintowe","","",null,null,null,"ECRU",null,"0.074 kg","71 mm","71 mm","23 mm",null,null,"2024-06-04",null,"https://www.ospel.pl/sites/all/pliki/import/image/schematy/lacznik_podwojny_zwierny.jpg","https://www.ospel.pl/sites/all/pliki/import/image/podtynk/impresja/modul/ecru/lp-2y_m_27.jpg","27.33.11.0","8536 50 07"]
[1880,"ŁP-19Y/m/28","Łącznik podwójny krzyżowy",58.05,1,"szt","PLN","23%","",4,null,null,null,null,"5906729009209",null,null,"IMPRESJA",null,null,"",null,4,null,"https://www.ospel.pl/sites/all/pliki/import/image/podtynk/impresja/modul/zloto/lp-2y_m_28.jpg","",null,"10AX250~, IP-20 zaciski gwintowe","","",null,null,null,"ZŁOTY METALIK",null,"","71 mm","71 mm","21 mm",null,null,"2024-06-04",null,"","https://www.ospel.pl/sites/all/pliki/import/image/podtynk/impresja/modul/zloto/lp-2y_m_28.jpg","27.33.11.0","8536 50 07"]
[1884,"ŁP-1Y/m/18","Łącznik jednobiegunowy",27.11,1,"szt","PLN","23%","",4,null,null,null,null,"5907577439538",null,null,"IMPRESJA",null,null,"",null,4,null,"https://www.ospel.pl/sites/all/pliki/import/image/podtynk/impresja/modul/srebro/lp-1y_m_18.jpg","https://www.ospel.pl/sites/all/pliki/import/image/rysunki/impresja/lacznik_ip20.jpg",null,"16AX250~, IP-20, zaciski bezgwintowe","","",null,null,null,"SREBRO",null,"0.07 kg","71 mm","71 mm","23 mm",null,null,"2024-06-04",null,"https://www.ospel.pl/sites/all/pliki/import/image/schematy/lacznik_jednobiegunowy.jpg","https://www.ospel.pl/sites/all/pliki/import/image/podtynk/impresja/modul/srebro/lp-1y_m_18.jpg","27.33.11.0","8536 50 07"]
[1894,"ŁP-1YS/m/28","Łącznik jednobiegunowy z podświetleniem niebieskim",32.020000000000003,1,"szt","PLN","23%","",4,null,null,null,null,"5907577440213",null,null,"IMPRESJA",null,null,"",null,4,null,"https://www.ospel.pl/sites/all/pliki/import/image/podtynk/impresja/modul/zloto/lp-1ys_m_28.jpg","",null,"16AX250~, IP-20, zaciski bezgwintowe","","",null,null,null,"ZŁOTY METALIK",null,"0.071 kg","71 mm","71 mm","23 mm",null,null,"2024-06-04",null,"https://www.ospel.pl/sites/all/pliki/import/image/schematy/lacznik_jednobiegunowy_podswietlenie.jpg","https://www.ospel.pl/sites/all/pliki/import/image/podtynk/impresja/modul/zloto/lp-1ys_m_28.jpg","27.33.11.0","8536 50 07"]
[1902,"ŁP-21Y/m/33","Łącznik zwierny",28.59,1,"szt","PLN","23%","",4,null,null,null,null,"5906729016184",null,null,"IMPRESJA",null,null,"",null,4,null,"https://www.ospel.pl/sites/all/pliki/import/image/podtynk/impresja/modul/czarna/lp-1y_m_33.jpg","",null,"10AX/250~, IP-20 zaciski bezgwintowe","","",null,null,null,"CZARNY METALIK",null,"0.07 kg","71 mm","71 mm","23 mm",null,null,"2024-06-04",null,"","https://www.ospel.pl/sites/all/pliki/import/image/podtynk/impresja/modul/czarna/lp-1y_m_33.jpg","27.33.11.0","8536 50 07"]
[1907,"ŁP-24Y/m/27","Łącznik potrójny zwierny",34.85,1,"szt","PLN","23%","",10,null,null,null,null,"5906729008080",null,null,"IMPRESJA",null,null,"",null,10,null,"https://www.ospel.pl/sites/all/pliki/import/image/podtynk/impresja/modul/ecru/lp-13y_m_27.jpg","",null,"10AX/250~, IP-20 zaciski bezgwintowe","","",null,null,null,"ECRU",null,"","71 mm","71 mm","23 mm",null,null,"2024-06-04",null,"","https://www.ospel.pl/sites/all/pliki/import/image/podtynk/impresja/modul/ecru/lp-13y_m_27.jpg","27.33.11.0","8536 50 07"]
[1917,"ŁP-2Y/m/50","Łącznik dwugrupowy świecznikowy",30.92,1,"szt","PLN","23%","",4,null,null,null,null,"5907577461515",null,null,"IMPRESJA",null,null,"",null,4,null,"https://www.ospel.pl/sites/all/pliki/import/image/podtynk/impresja/modul/antracyt/lp-2y_m_50.jpg","",null,"16AX250~, IP-20, zaciski bezgwintowe","","",null,null,null,"ANTRACYT",null,"0.072 kg","71 mm","71 mm","23 mm",null,null,"2024-06-04",null,"","https://www.ospel.pl/sites/all/pliki/import/image/podtynk/impresja/modul/antracyt/lp-2y_m_50.jpg","27.33.11.0","8536 50 07"]
[1924,"ŁP-2YS/m/50","Łącznik dwugrupowy świecznikowy z podświetleniem niebieskim",34.11,1,"szt","PLN","23%","",4,null,null,null,null,"5907577461522",null,null,"IMPRESJA",null,null,"",null,4,null,"https://www.ospel.pl/sites/all/pliki/import/image/podtynk/impresja/modul/antracyt/lp-2ys_m_50.jpg","",null,"16AX250~, IP-20, zaciski bezgwintowe","","",null,null,null,"ANTRACYT",null,"0.073 kg","71 mm","71 mm","23 mm",null,null,"2024-06-04",null,"","https://www.ospel.pl/sites/all/pliki/import/image/podtynk/impresja/modul/antracyt/lp-2ys_m_50.jpg","27.33.11.0","8536 50 07"]
[1929,"ŁP-3Y/m/28","Łącznik schodowy",28.84,1,"szt","PLN","23%","",4,null,null,null,null,"5907577440107",null,null,"IMPRESJA",null,null,"",null,4,null,"https://www.ospel.pl/sites/all/pliki/import/image/podtynk/impresja/modul/zloto/lp-3y_m_28.jpg","https://www.ospel.pl/sites/all/pliki/import/image/rysunki/impresja/lacznik_ip20.jpg",null,"16AX250~, IP-20, zaciski bezgwintowe","","",null,null,null,"ZŁOTY METALIK",null,"0.0715 kg","71 mm","71 mm","23 mm",null,null,"2024-06-04",null,"https://www.ospel.pl/sites/all/pliki/import/image/schematy/laczniki_schodowe_wspolpraca.jpg","https://www.ospel.pl/sites/all/pliki/import/image/podtynk/impresja/modul/zloto/lp-3y_m_28.jpg","27.33.11.0","8536 50 07"]
[1937,"ŁP-3YS/m/33","Łącznik schodowy z podświetleniem niebieskim",33.99,1,"szt","PLN","23%","",4,null,null,null,null,"5906729010199",null,null,"IMPRESJA",null,null,"",null,4,null,"https://www.ospel.pl/sites/all/pliki/import/image/podtynk/impresja/modul/czarna/lp-3ys_m_33.jpg","",null,"16AX250~, IP-20, zaciski bezgwintowe","","",null,null,null,"CZARNY METALIK",null,"0.073 kg","71 mm","71 mm","23 mm",null,null,"2024-06-04",null,"","https://www.ospel.pl/sites/all/pliki/import/image/podtynk/impresja/modul/czarna/lp-3ys_m_33.jpg","27.33.11.0","8536 50 07"]
[1942,"ŁP-4Y/m/27","Łącznik krzyżowy",28.72,1,"szt","PLN","23%","",10,null,null,null,null,"5907577438074",null,null,"IMPRESJA",null,null,"",null,10,null,"https://www.ospel.pl/sites/all/pliki/import/image/podtynk/impresja/modul/ecru/lp-4y_m_27.jpg","https://www.ospel.pl/sites/all/pliki/import/image/rysunki/impresja/lacznik_ip20.jpg",null,"16AX250~, IP-20, zaciski bezgwintowe","","",null,null,null,"ECRU",null,"0.077 kg","71 mm","71 mm","23 mm",null,null,"2024-06-04",null,"https://www.ospel.pl/sites/all/pliki/import/image/schematy/lacznik_krzyzowy_wspolpraca.jpg","https://www.ospel.pl/sites/all/pliki/import/image/podtynk/impresja/modul/ecru/lp-4y_m_27.jpg","27.33.11.0","8536 50 07"]
[1951,"ŁP-4YS/m/33","Łącznik krzyżowy z podświetleniem niebieskim",38.770000000000003,1,"szt","PLN","23%","",4,null,null,null,null,"5906729010212",null,null,"IMPRESJA",null,null,"",null,4,null,"https://www.ospel.pl/sites/all/pliki/import/image/podtynk/impresja/modul/czarna/lp-4ys_m_33.jpg","",null,"16AX250~, IP-20, zaciski bezgwintowe","","",null,null,null,"CZARNY METALIK",null,"0.078 kg","71 mm","71 mm","23 mm",null,null,"2024-06-04",null,"","https://www.ospel.pl/sites/all/pliki/import/image/podtynk/impresja/modul/czarna/lp-4ys_m_33.jpg","27.33.11.0","8536 50 07"]
[1959,"ŁP-5Y/m/50","Łącznik zwierny \"światło\"",28.59,1,"szt","PLN","23%","",4,null,null,null,null,"5907577461577",null,null,"IMPRESJA",null,null,"",null,4,null,"https://www.ospel.pl/sites/all/pliki/import/image/podtynk/impresja/modul/antracyt/lp-5y_m_50.jpg","",null,"10AX/250~, IP-20 zaciski bezgwintowe","","",null,null,null,"ANTRACYT",null,"0.07 kg","71 mm","71 mm","23 mm",null,null,"2024-06-04",null,"","https://www.ospel.pl/sites/all/pliki/import/image/podtynk/impresja/modul/antracyt/lp-5y_m_50.jpg","27.33.11.0","8536 50 07"]
[1964,"ŁP-5YS/m/28","Łącznik zwierny \"światło\" z podświetleniem niebieskim",33.99,1,"szt","PLN","23%","",4,null,null,null,null,"5907577440251",null,null,"IMPRESJA",null,null,"",null,4,null,"https://www.ospel.pl/sites/all/pliki/import/image/podtynk/impresja/modul/zloto/lp-5ys_m_28.jpg","",null,"10AX/250~, IP-20 zaciski bezgwintowe","","",null,null,null,"ZŁOTY METALIK",null,"0.071 kg","71 mm","71 mm","23 mm",null,null,"2024-06-04",null,"https://www.ospel.pl/sites/all/pliki/import/image/schematy/lacznik_zwierny_swiatlo_podswietlenie.jpg","https://www.ospel.pl/sites/all/pliki/import/image/podtynk/impresja/modul/zloto/lp-5ys_m_28.jpg","27.33.11.0","8536 50 07"]
[1975,"ŁP-6YS/m/18","Łącznik zwierny \"dzwonek\" z podświetleniem niebieskim",33.99,1,"szt","PLN","23%","",4,null,null,null,null,"5907577439712",null,null,"IMPRESJA",null,null,"",null,4,null,"https://www.ospel.pl/sites/all/pliki/import/image/podtynk/impresja/modul/srebro/lp-6ys_m_18.jpg","",null,"10AX/250~, IP-20 zaciski bezgwintowe","","",null,null,null,"SREBRO",null,"0.071 kg","71 mm","71 mm","23 mm",null,null,"2024-06-04",null,"https://www.ospel.pl/sites/all/pliki/import/image/schematy/lacznik_zwierny_dzwonek_podswietlenie.jpg","https://www.ospel.pl/sites/all/pliki/import/image/podtynk/impresja/modul/srebro/lp-6ys_m_18.jpg","27.33.11.0","8536 50 07"]
[1981,"ŁP-7Y/m/00","Łącznik żaluzjowy, zwierny",28.34,1,"szt","PLN","23%","",10,null,null,null,null,"5907577436643",null,null,"IMPRESJA",null,null,"",null,10,null,"https://www.ospel.pl/sites/all/pliki/import/image/podtynk/impresja/modul/biala/lp-7y_m_00.jpg","https://www.ospel.pl/sites/all/pliki/import/image/rysunki/impresja/lacznik_podwojny.jpg",null,"10AX/250~, IP-20 zaciski bezgwintowe","","",null,null,null,"BIAŁY",null,"0.0745 kg","71 mm","71 mm","23 mm",null,null,"2024-06-04",null,"","https://www.ospel.pl/sites/all/pliki/import/image/podtynk/impresja/modul/biala/lp-7y_m_00.jpg","27.33.11.0","8536 50 07"]
[1986,"ŁP-7Y/m/33","Łącznik żaluzjowy, zwierny",33.99,1,"szt","PLN","23%","",4,null,null,null,null,"5906729010267",null,null,"IMPRESJA",null,null,"",null,4,null,"https://www.ospel.pl/sites/all/pliki/import/image/podtynk/impresja/modul/czarna/lp-7y_m_33.jpg","",null,"10AX/250~, IP-20 zaciski bezgwintowe","","",null,null,null,"CZARNY METALIK",null,"0.0745 kg","71 mm","71 mm","23 mm",null,null,"2024-06-04",null,"","https://www.ospel.pl/sites/all/pliki/import/image/podtynk/impresja/modul/czarna/lp-7y_m_33.jpg","27.33.11.0","8536 50 07"]
[2000,"ŁP-7YBS/m/33","Łącznik żaluzjowy z podświetleniem niebieskim z blokadą mechaniczną",46.75,1,"szt","PLN","23%","",4,null,null,null,null,"5906729010298",null,null,"IMPRESJA",null,null,"",null,4,null,"https://www.ospel.pl/sites/all/pliki/import/image/podtynk/impresja/modul/czarna/lp-7ys_m_33.jpg","",null,"10AX/250~, IP-20 zaciski bezgwintowe","","",null,null,null,"CZARNY METALIK",null,"0.0815 kg","71 mm","71 mm","23 mm",null,null,"2024-06-04",null,"","https://www.ospel.pl/sites/all/pliki/import/image/podtynk/impresja/modul/czarna/lp-7ys_m_33.jpg","27.33.11.0","8536 50 07"]
[2007,"ŁP-7YS/m/33","Łącznik żaluzjowy, zwierny, z podświetleniem niebieskim",38.29,1,"szt","PLN","23%","",4,null,null,null,null,"5906729010274",null,null,"IMPRESJA",null,null,"",null,4,null,"https://www.ospel.pl/sites/all/pliki/import/image/podtynk/impresja/modul/czarna/lp-7ys_m_33.jpg","",null,"10AX/250~, IP-20 zaciski bezgwintowe","","",null,null,null,"CZARNY METALIK",null,"0.076 kg","71 mm","71 mm","23 mm",null,null,"2024-06-04",null,"","https://www.ospel.pl/sites/all/pliki/import/image/podtynk/impresja/modul/czarna/lp-7ys_m_33.jpg","27.33.11.0","8536 50 07"]
[2008,"ŁP-7YS/m/50","Łącznik żaluzjowy, zwierny, z podświetleniem niebieskim",38.29,1,"szt","PLN","23%","",4,null,null,null,null,"5907577461621",null,null,"IMPRESJA",null,null,"",null,4,null,"https://www.ospel.pl/sites/all/pliki/import/image/podtynk/impresja/modul/antracyt/lp-7ys_m_50.jpg","",null,"10AX/250~, IP-20 zaciski bezgwintowe","","",null,null,null,"ANTRACYT",null,"0.076 kg","71 mm","71 mm","23 mm",null,null,"2024-06-04",null,"","https://www.ospel.pl/sites/all/pliki/import/image/podtynk/impresja/modul/antracyt/lp-7ys_m_50.jpg","27.33.11.0","8536 50 07"]
[2016,"ŁP-8YL2/m/00","Ściemniacz uniwersalny do obciążenia żarowego, halogenowego oraz LED",183.57,1,"szt","PLN","23%","",5,null,null,null,null,"5907577478445",null,null,"IMPRESJA",null,null,"",null,5,null,"https://www.ospel.pl/sites/all/pliki/import/image/podtynk/impresja/modul/biala/lp-8y_m_00.jpg","",null,"LED 0-100W, GLS 10-250W, 230V~50Hz","","",null,null,null,"BIAŁY",null,"0.093 kg","71 mm","71 mm","31 mm",null,null,"2024-06-04",null,"","https://www.ospel.pl/sites/all/pliki/import/image/podtynk/impresja/modul/biala/lp-8y_m_00.jpg","27.33.11.0","8536 50 05"]
[2025,"ŁP-9Y/m/23","Łącznik schodowy + jednobiegunowy",32.28,1,"szt","PLN","23%","",4,null,null,null,null,"5907577438845",null,null,"IMPRESJA",null,null,"",null,4,null,"https://www.ospel.pl/sites/all/pliki/import/image/podtynk/impresja/modul/tytan/lp-2y_m_23.jpg","https://www.ospel.pl/sites/all/pliki/import/image/rysunki/impresja/lacznik_ip20.jpg",null,"16AX250~, IP-20, zaciski bezgwintowe","","",null,null,null,"TYTAN",null,"0.077 kg","71 mm","71 mm","23 mm",null,null,"2024-06-04",null,"https://www.ospel.pl/sites/all/pliki/import/image/schematy/lacznik_zintegrowany_lacznik_schodowy_wspolpraca.jpg","https://www.ospel.pl/sites/all/pliki/import/image/podtynk/impresja/modul/tytan/lp-2y_m_23.jpg","27.33.11.0","8536 50 07"]
[2030,"PNP-1Y/00","Puszka instalacyjna do serii IMPRESJA pojedyncza",7.77,1,"szt","PLN","23%","",10,null,null,null,null,"5907577441739",null,null,"IMPRESJA",null,null,"",null,10,null,"https://www.ospel.pl/sites/all/pliki/import/image/podtynk/impresja/modul/biala/pnp-1y_00.jpg","https://www.ospel.pl/sites/all/pliki/import/image/rysunki/impresja/puszka_1.jpg",null,"Wysokość 32mm","","",null,null,null,"BIAŁY",null,"0.0435 kg","84 mm","84 mm","",null,null,"2024-06-04",null,"","https://www.ospel.pl/sites/all/pliki/import/image/podtynk/impresja/modul/biala/pnp-1y_00.jpg","27.33.13.0","8536 90 01"]
[2038,"PNP-2Y/18","Puszka instalacyjna do serii IMPRESJA podwójna",14.62,1,"szt","PLN","23%","",6,null,null,null,null,"5907577441807",null,null,"IMPRESJA",null,null,"",null,6,null,"https://www.ospel.pl/sites/all/pliki/import/image/podtynk/impresja/modul/srebro/pnp-2y_18.jpg","https://www.ospel.pl/sites/all/pliki/import/image/rysunki/impresja/puszka_2.jpg",null,"Wysokość 32mm","","",null,null,null,"SREBRO",null,"0.0775 kg","84 mm","155 mm","",null,null,"2024-06-04",null,"","https://www.ospel.pl/sites/all/pliki/import/image/podtynk/impresja/modul/srebro/pnp-2y_18.jpg","27.33.13.0","8536 90 01"]
[2050,"PNP-3Y/50","Puszka instalacyjna do serii IMPRESJA potrójna",18.170000000000002,1,"szt","PLN","23%","",4,null,null,null,null,"5907577470265",null,null,"IMPRESJA",null,null,"",null,4,null,"https://www.ospel.pl/sites/all/pliki/import/image/podtynk/impresja/modul/antracyt/pnp-3y_50.jpg","",null,"Wysokość 32mm","","",null,null,null,"ANTRACYT",null,"0.11 kg","84 mm","226 mm","",null,null,"2024-06-04",null,"","https://www.ospel.pl/sites/all/pliki/import/image/podtynk/impresja/modul/antracyt/pnp-3y_50.jpg","27.33.13.0","8536 90 01"]
[2058,"PNP-5Y/00","Puszka instalacyjna do serii IMPRESJA pięciokrotna",23.97,1,"szt","PLN","23%","",3,null,null,null,null,"5907577441975",null,null,"IMPRESJA",null,null,"",null,3,null,"https://www.ospel.pl/sites/all/pliki/import/image/podtynk/impresja/modul/biala/pnp-5y_00.jpg","https://www.ospel.pl/sites/all/pliki/import/image/rysunki/impresja/puszka_5.jpg",null,"Wysokość 32mm","","",null,null,null,"BIAŁY",null,"0.166 kg","84 mm","368 mm","",null,null,"2024-06-04",null,"","https://www.ospel.pl/sites/all/pliki/import/image/podtynk/impresja/modul/biala/pnp-5y_00.jpg","27.33.13.0","8536 90 01"]
[2064,"PNP-5Y/50","Puszka instalacyjna do serii IMPRESJA pięciokrotna",25.6,1,"szt","PLN","23%","",3,null,null,null,null,"5907577471712",null,null,"IMPRESJA",null,null,"",null,3,null,"https://www.ospel.pl/sites/all/pliki/import/image/podtynk/impresja/modul/antracyt/pnp-5y_50.jpg","",null,"Wysokość 32mm","","",null,null,null,"ANTRACYT",null,"0.166 kg","84 mm","368 mm","",null,null,"2024-06-04",null,"","https://www.ospel.pl/sites/all/pliki/import/image/podtynk/impresja/modul/antracyt/pnp-5y_50.jpg","27.33.13.0","8536 90 01"]
[2072,"R-1YAC/62/25","Ramka pojedyncza",77.63,1,"szt","PLN","23%","",5,null,null,null,null,"5907577477981",null,null,"IMPRESJA",null,null,"",null,5,null,"https://www.ospel.pl/sites/all/pliki/import/image/podtynk/impresja/modul/ramki/r-1yac_62_25.jpg","",null,"Aluminium+PC grubość 4mm","","",null,null,null,"SZCZOTKOWANE ALUMINIUM",null,"0.077 kg","92 mm","92 mm","",null,null,"2024-06-04",null,"","https://www.ospel.pl/sites/all/pliki/import/image/podtynk/impresja/modul/ramki/r-1yac_62_25.jpg","27.33.13.0","8536 90 01"]
[2073,"R-1YAC/63/25","Ramka pojedyncza",77.63,1,"szt","PLN","23%","",5,null,null,null,null,"5907577477998",null,null,"IMPRESJA",null,null,"",null,5,null,"https://www.ospel.pl/sites/all/pliki/import/image/podtynk/impresja/modul/ramki/r-1yac_63_25.jpg","",null,"Aluminium+PC grubość 4mm","","",null,null,null,"SZCZOTKOWANA SATYNA",null,"0.077 kg","92 mm","92 mm","",null,null,"2024-06-04",null,"","https://www.ospel.pl/sites/all/pliki/import/image/podtynk/impresja/modul/ramki/r-1yac_63_25.jpg","27.33.13.0","8536 90 01"]
[2083,"R-2Y/27","Ramka podwójna",8.24,1,"szt","PLN","23%","",10,null,null,null,null,"5907577438692",null,null,"IMPRESJA",null,null,"",null,10,null,"https://www.ospel.pl/sites/all/pliki/import/image/podtynk/impresja/modul/ecru/r-2y_27.jpg","https://www.ospel.pl/sites/all/pliki/import/image/rysunki/impresja/ramka_2.jpg",null,"Tworzywo ABS","","",null,null,null,"ECRU",null,"0.0305 kg","84 mm","155 mm","",null,null,"2024-06-04",null,"","https://www.ospel.pl/sites/all/pliki/import/image/podtynk/impresja/modul/ecru/r-2y_27.jpg","27.33.13.0","8536 90 01"]
[2094,"R-2YGC/61/25","Ramka podwójna",112.81,1,"szt","PLN","23%","",5,null,null,null,null,"5907577478131",null,null,"IMPRESJA",null,null,"",null,5,null,"https://www.ospel.pl/sites/all/pliki/import/image/podtynk/impresja/modul/ramki/r-2ygc_61_25.jpg","",null,"Szkło+PC grubość 4mm","","",null,null,null,"ŚLIWKA SZKŁO",null,"0.113 kg","92 mm","163 mm","",null,null,"2024-06-04",null,"","https://www.ospel.pl/sites/all/pliki/import/image/podtynk/impresja/modul/ramki/r-2ygc_61_25.jpg","27.33.13.0","8536 90 01"]
[2099,"R-3Y/28","Ramka potrójna",13.76,1,"szt","PLN","23%","",10,null,null,null,null,"5907577440589",null,null,"IMPRESJA",null,null,"",null,10,null,"https://www.ospel.pl/sites/all/pliki/import/image/podtynk/impresja/modul/zloto/r-3y_28.jpg","https://www.ospel.pl/sites/all/pliki/import/image/rysunki/impresja/ramka_3.jpg",null,"Tworzywo ABS","","",null,null,null,"ZŁOTY METALIK",null,"0.0385 kg","84 mm","226 mm","",null,null,"2024-06-04",null,"","https://www.ospel.pl/sites/all/pliki/import/image/podtynk/impresja/modul/zloto/r-3y_28.jpg","27.33.13.0","8536 90 01"]
[2108,"R-3YGC/60/00","Ramka potrójna",163.24,1,"szt","PLN","23%","",5,null,null,null,null,"5907577478209",null,null,"IMPRESJA",null,null,"",null,5,null,"https://www.ospel.pl/sites/all/pliki/import/image/podtynk/impresja/modul/ramki/r-3ygc_60_00.jpg","",null,"Szkło+PC grubość 4mm","","",null,null,null,"LIMONKA SZKŁO",null,"0.134 kg","92 mm","234 mm","",null,null,"2024-06-04",null,"","https://www.ospel.pl/sites/all/pliki/import/image/podtynk/impresja/modul/ramki/r-3ygc_60_00.jpg","27.33.13.0","8536 90 01"]
[2116,"R-4Y/50","Ramka poczwórna",17.23,1,"szt","PLN","23%","",10,null,null,null,null,"5907577461980",null,null,"IMPRESJA",null,null,"",null,10,null,"https://www.ospel.pl/sites/all/pliki/import/image/podtynk/impresja/modul/antracyt/r-4y_50.jpg","",null,"Tworzywo ABS","","",null,null,null,"ANTRACYT",null,"0.0525 kg","84 mm","297 mm","",null,null,"2024-06-04",null,"","https://www.ospel.pl/sites/all/pliki/import/image/podtynk/impresja/modul/antracyt/r-4y_50.jpg","27.33.13.0","8536 90 01"]
[2121,"R-4YGC/32/25","Ramka poczwórna",194.25,1,"szt","PLN","23%","",5,null,null,null,null,"5907577478261",null,null,"IMPRESJA",null,null,"",null,5,null,"https://www.ospel.pl/sites/all/pliki/import/image/podtynk/impresja/modul/ramki/r-4ygc_32_25.jpg","",null,"Szkło+PC grubość 4mm","","",null,null,null,"CZARNE SZKŁO",null,"0.202 kg","92 mm","305 mm","",null,null,"2024-06-04",null,"","https://www.ospel.pl/sites/all/pliki/import/image/podtynk/impresja/modul/ramki/r-4ygc_32_25.jpg","27.33.13.0","8536 90 01"]
[2129,"R-5Y/28","Ramka pięciokrotna",22,1,"szt","PLN","23%","",10,null,null,null,null,"5907577440602",null,null,"IMPRESJA",null,null,"",null,10,null,"https://www.ospel.pl/sites/all/pliki/import/image/podtynk/impresja/modul/zloto/r-5y_28.jpg","https://www.ospel.pl/sites/all/pliki/import/image/rysunki/impresja/ramka_5.jpg",null,"Tworzywo ABS","","",null,null,null,"ZŁOTY METALIK",null,"0.065 kg","84 mm","368 mm","",null,null,"2024-06-04",null,"","https://www.ospel.pl/sites/all/pliki/import/image/podtynk/impresja/modul/zloto/r-5y_28.jpg","27.33.13.0","8536 90 01"]
[2133,"R-5YAC/63/25","Ramka pięciokrotna",300.92,1,"szt","PLN","23%","",5,null,null,null,null,"5906729015828",null,null,"IMPRESJA",null,null,"",null,5,null,"https://www.ospel.pl/sites/all/pliki/import/image/podtynk/impresja/modul/ramki/r-5yac_62_25.jpg","",null,"Aluminium+PC grubość 4mm","","",null,null,null,"SZCZOTKOWANA SATYNA",null,"","92 mm","376 mm","",null,null,"2024-06-04",null,"","https://www.ospel.pl/sites/all/pliki/import/image/podtynk/impresja/modul/ramki/r-5yac_62_25.jpg","27.33.13.0","8536 90 01"]
[2143,"RH-1Y/33","Ramka pojedyncza do łączników IP-44",8.6199999999999992,1,"szt","PLN","23%","",10,null,null,null,null,"5906729010915",null,null,"IMPRESJA",null,null,"",null,10,null,"https://www.ospel.pl/sites/all/pliki/import/image/podtynk/impresja/modul/czarna/rh-1y_33.jpg","",null,"Tworzywo ABS","","",null,null,null,"CZARNY METALIK",null,"0.016 kg","84 mm","84 mm","",null,null,"2024-06-04",null,"","https://www.ospel.pl/sites/all/pliki/import/image/podtynk/impresja/modul/czarna/rh-1y_33.jpg","27.33.13.0","8536 90 01"]
[2151,"RH-2Y/50","Ramka podwójna do łączników IP-44",11.06,1,"szt","PLN","23%","",10,null,null,null,null,"5907577471736",null,null,"IMPRESJA",null,null,"",null,10,null,"https://www.ospel.pl/sites/all/pliki/import/image/podtynk/impresja/modul/antracyt/rh-2y_50.jpg","",null,"Tworzywo ABS","","",null,null,null,"ANTRACYT",null,"0.0305 kg","84 mm","155 mm","",null,null,"2024-06-04",null,"","https://www.ospel.pl/sites/all/pliki/import/image/podtynk/impresja/modul/antracyt/rh-2y_50.jpg","27.33.13.0","8536 90 01"]
[2156,"RH-3Y/28","Ramka potrójna do łączników IP-44",14.91,1,"szt","PLN","23%","",10,null,null,null,null,"5907577441630",null,null,"IMPRESJA",null,null,"",null,10,null,"https://www.ospel.pl/sites/all/pliki/import/image/podtynk/impresja/modul/zloto/rh-3y_28.jpg","https://www.ospel.pl/sites/all/pliki/import/image/rysunki/impresja/ramka_3.jpg",null,"Tworzywo ABS","","",null,null,null,"ZŁOTY METALIK",null,"0.0385 kg","84 mm","226 mm","",null,null,"2024-06-04",null,"","https://www.ospel.pl/sites/all/pliki/import/image/podtynk/impresja/modul/zloto/rh-3y_28.jpg","27.33.13.0","8536 90 01"]
[2166,"RH-5Y/00","Ramka pięciokrotna do łączników IP-44",20.059999999999999,1,"szt","PLN","23%","",10,null,null,null,null,"5907577441500",null,null,"IMPRESJA",null,null,"",null,10,null,"https://www.ospel.pl/sites/all/pliki/import/image/podtynk/impresja/modul/biala/rh-5y_00.jpg","https://www.ospel.pl/sites/all/pliki/import/image/rysunki/impresja/ramka_5.jpg",null,"Tworzywo ABS","","",null,null,null,"BIAŁY",null,"0.065 kg","84 mm","368 mm","",null,null,"2024-06-04",null,"","https://www.ospel.pl/sites/all/pliki/import/image/podtynk/impresja/modul/biala/rh-5y_00.jpg","27.33.13.0","8536 90 01"]
[2173,"RTP-1Y/m/00","Regulator temperatury z czujnikiem podpodłogowym",399.56,1,"szt","PLN","23%","",5,null,null,null,null,"5907577437800",null,null,"IMPRESJA",null,null,"",null,5,null,"https://www.ospel.pl/sites/all/pliki/import/image/podtynk/impresja/modul/biala/rtp-1y_m_00.jpg","https://www.ospel.pl/sites/all/pliki/import/image/rysunki/impresja/regulator_temperatury.jpg",null,"zaciski gwintowe","","Tylko na zamówienie",null,null,null,"BIAŁY",null,"0.21 kg","71 mm","71 mm","28 mm",null,null,"2024-06-04",null,"https://www.ospel.pl/sites/all/pliki/import/image/schematy/regulator_temperatury.jpg","https://www.ospel.pl/sites/all/pliki/import/image/podtynk/impresja/modul/biala/rtp-1y_m_00.jpg","27.33.13.0","8536 50 05"]
[2178,"RTP-1Y/m/33","Regulator temperatury z czujnikiem podpodłogowym",436.65,1,"szt","PLN","23%","",5,null,null,null,null,"5906729010960",null,null,"IMPRESJA",null,null,"",null,5,null,"https://www.ospel.pl/sites/all/pliki/import/image/podtynk/impresja/modul/czarna/rtp-1y_m_33.jpg","",null,"zaciski gwintowe","","Tylko na zamówienie",null,null,null,"CZARNY METALIK",null,"0.21 kg","71 mm","71 mm","28 mm",null,null,"2024-06-04",null,"","https://www.ospel.pl/sites/all/pliki/import/image/podtynk/impresja/modul/czarna/rtp-1y_m_33.jpg","27.33.13.0","8536 50 05"]
[2186,"RTP-1YN/m/50","Regulator temperatury z czujnikiem napowietrznym",253.01,1,"szt","PLN","23%","",5,null,null,null,null,"5907577461942",null,null,"IMPRESJA",null,null,"",null,5,null,"https://www.ospel.pl/sites/all/pliki/import/image/podtynk/impresja/modul/antracyt/rtp-1y_m_50.jpg","",null,"zaciski gwintowe","","Tylko na zamówienie",null,null,null,"ANTRACYT",null,"0.1025 kg","71 mm","71 mm","28 mm",null,null,"2024-06-04",null,"","https://www.ospel.pl/sites/all/pliki/import/image/podtynk/impresja/modul/antracyt/rtp-1y_m_50.jpg","27.33.13.0","8536 50 05"]
[2191,"Z-1Y/m/28","Zaślepka",12.65,1,"szt","PLN","23%","",10,null,null,null,null,"5907577440619",null,null,"IMPRESJA",null,null,"",null,10,null,"https://www.ospel.pl/sites/all/pliki/import/image/podtynk/impresja/modul/zloto/z-1y_m_28.jpg","https://www.ospel.pl/sites/all/pliki/import/image/rysunki/impresja/zaslepka.jpg",null,"Montaż do puszek fi 60","","",null,null,null,"ZŁOTY METALIK",null,"0.0445 kg","71 mm","71 mm","20 mm",null,null,"2024-06-04",null,"","https://www.ospel.pl/sites/all/pliki/import/image/podtynk/impresja/modul/zloto/z-1y_m_28.jpg","27.12.23.0","8536 90 01"]
[2200,"AP45-1S/m/42","Adapter podtynkowy systemu OSPEL 45 do serii Karo",14.48,1,"szt","PLN","23%","",10,null,null,null,null,"5907577494490",null,null,"KARO",null,null,"",null,10,null,"https://www.ospel.pl/sites/all/pliki/import/image/podtynk/karo/ecru_perla/ap45-1s_m_42.jpg","",null,"","","",null,null,null,"ECRU PERŁOWY",null,"","75 mm","75 mm","20 mm",null,null,"2024-06-04",null,"","https://www.ospel.pl/sites/all/pliki/import/image/podtynk/karo/ecru_perla/ap45-1s_m_42.jpg","27.33.13.0","8536 90 01"]
[2208,"GG-2S/m/42","Gniazdo głośnikowe podwójne",45.84,1,"szt","PLN","23%","",5,null,null,null,null,"5907577457075",null,null,"KARO",null,null,"",null,5,null,"https://www.ospel.pl/sites/all/pliki/import/image/podtynk/karo/ecru_perla/gg-2s_m_42.jpg","",null,"Przyłączalność przewodów 0,75mm2","","",null,null,null,"ECRU PERŁOWY",null,"0.053 kg","71 mm","71 mm","22 mm",null,null,"2024-06-04",null,"","https://www.ospel.pl/sites/all/pliki/import/image/podtynk/karo/ecru_perla/gg-2s_m_42.jpg","26.40.52.0","8517 18 00"]
[2216,"GP-1S/m/42","Gniazdo pojedyncze",20,1,"szt","PLN","23%","",5,null,null,null,null,"5907577456719",null,null,"KARO",null,null,"",null,5,null,"https://www.ospel.pl/sites/all/pliki/import/image/podtynk/karo/ecru_perla/gp-1s_m_42.jpg","",null,"16A/250~, IP-20, zaciski gwintowe","","",null,null,null,"ECRU PERŁOWY",null,"0.065 kg","71 mm","71 mm","26 mm",null,null,"2024-06-04",null,"","https://www.ospel.pl/sites/all/pliki/import/image/podtynk/karo/ecru_perla/gp-1s_m_42.jpg","27.33.13.0","8536 69 90"]
[2222,"GP-1SS/m/00","Gniazdo pojedyncze z uziemieniem schuko",16.440000000000001,1,"szt","PLN","23%","",10,null,null,null,null,"5907577454074",null,null,"KARO",null,null,"",null,10,null,"https://www.ospel.pl/sites/all/pliki/import/image/podtynk/karo/biel/gp-1ss_m_00.jpg","",null,"16A/250~, IP-20, zaciski gwintowe","","",null,null,null,"BIAŁY",null,"0.072 kg","71 mm","71 mm","29 mm",null,null,"2024-06-04",null,"","https://www.ospel.pl/sites/all/pliki/import/image/podtynk/karo/biel/gp-1ss_m_00.jpg","27.33.13.0","8536 69 90"]
[2230,"GP-1SZ/m/00","Gniazdo pojedyncze z uziemieniem",14.96,1,"szt","PLN","23%","",10,null,null,null,null,"5907577454005",null,null,"KARO",null,null,"",null,10,null,"https://www.ospel.pl/sites/all/pliki/import/image/podtynk/karo/biel/gp-1sz_m_00.jpg","",null,"16A/250~, IP-20, zaciski gwintowe","","",null,null,null,"BIAŁY",null,"0.072 kg","71 mm","71 mm","26 mm",null,null,"2024-06-04",null,"","https://www.ospel.pl/sites/all/pliki/import/image/podtynk/karo/biel/gp-1sz_m_00.jpg","27.33.13.0","8536 69 90"]
[2235,"GP-1SZDP/m/00","Gniazdo pojedyncze z uziemieniem DATA z przesłonami torów prądowych",17.18,1,"szt","PLN","23%","",10,null,null,null,null,"5907577454050",null,null,"KARO",null,null,"",null,10,null,"https://www.ospel.pl/sites/all/pliki/import/image/podtynk/karo/biel/gp-1szdp_m_00.jpg","",null,"16A/250~, IP-20, zaciski gwintowe","","",null,null,null,"CZERWONY",null,"0.073 kg","71 mm","71 mm","26 mm",null,null,"2024-06-04",null,"","https://www.ospel.pl/sites/all/pliki/import/image/podtynk/karo/biel/gp-1szdp_m_00.jpg","27.33.13.0","8536 69 90"]
[2241,"GP-1SZPUSB/m/00","Gniazdo pojedyncze z uziemieniem z przesłonami torów prądowych, z ładowarką USB",105.42,1,"szt","PLN","23%","",5,null,null,null,null,"5907577497576",null,null,"KARO",null,null,"",null,5,null,"https://www.ospel.pl/sites/all/pliki/import/image/podtynk/karo/biel/gp-1szpusb_m_00.jpg","",null,"16A/230~,USB 5V/2,1A, IP-20, zac.bezgw.","","",null,null,null,"BIAŁY",null,"0.104 kg","73 mm","73 mm","35 mm",null,null,"2024-06-04",null,"","https://www.ospel.pl/sites/all/pliki/import/image/podtynk/karo/biel/gp-1szpusb_m_00.jpg","27.33.13.0","8536 69 90"]
[2249,"GP-2SC/00","Gniazdo podwójne z uziemieniem z funkcją niezamienności faz, kompletne z ramką",20.12,1,"szt","PLN","23%","",5,null,null,null,null,"5907577454456",null,null,"KARO",null,null,"",null,5,null,"https://www.ospel.pl/sites/all/pliki/import/image/podtynk/karo/biel/gp-2sc_00.jpg","",null,"16A/250~, IP-20, zaciski gwintowe","","",null,null,null,"BIAŁY",null,"0.085 kg","88 mm","82 mm","22 mm",null,null,"2024-06-04",null,"","https://www.ospel.pl/sites/all/pliki/import/image/podtynk/karo/biel/gp-2sc_00.jpg","27.33.13.0","8536 69 90"]
[2257,"GP-2SR/m/00","Gniazdo podwójne moduł bez ramki",14.72,1,"szt","PLN","23%","",10,null,null,null,null,"5907577454319",null,null,"KARO",null,null,"",null,10,null,"https://www.ospel.pl/sites/all/pliki/import/image/podtynk/karo/biel/gp-2sr_m_00.jpg","",null,"16A/250~, IP-20, zaciski gwintowe","","",null,null,null,"BIAŁY",null,"0.072 kg","71 mm","71 mm","21 mm",null,null,"2024-06-04",null,"","https://www.ospel.pl/sites/all/pliki/import/image/podtynk/karo/biel/gp-2sr_m_00.jpg","27.33.13.0","8536 69 90"]
[2265,"GP-2SRZ/m/00","Gniazdo podwójne z uziemieniem moduł bez ramki",16.32,1,"szt","PLN","23%","",10,null,null,null,null,"5907577454357",null,null,"KARO",null,null,"",null,10,null,"https://www.ospel.pl/sites/all/pliki/import/image/podtynk/karo/biel/gp-2srz_m_00.jpg","",null,"16A/250~, IP-20, zaciski gwintowe","","",null,null,null,"BIAŁY",null,"0.083 kg","71 mm","71 mm","21 mm",null,null,"2024-06-04",null,"","https://www.ospel.pl/sites/all/pliki/import/image/podtynk/karo/biel/gp-2srz_m_00.jpg","27.33.13.0","8536 69 90"]
[2274,"GP-2SS/40","Gniazdo podwójne z uziemieniem schuko kompletne z ramką",29.2,1,"szt","PLN","23%","",5,null,null,null,null,"5907577456177",null,null,"KARO",null,null,"",null,5,null,"https://www.ospel.pl/sites/all/pliki/import/image/podtynk/karo/czek_metalik/gp-2ss_40.jpg","",null,"16A/250~, IP-20, zaciski gwintowe","","",null,null,null,"CZEKOLADOWY METALIK",null,"0.094 kg","88 mm","82 mm","23 mm",null,null,"2024-06-04",null,"","https://www.ospel.pl/sites/all/pliki/import/image/podtynk/karo/czek_metalik/gp-2ss_40.jpg","27.33.13.0","8536 69 90"]
[2279,"GP-2SSP/42","Gniazdo podwójne z uziemieniem schuko z przesłonami torów prądowych, kompletne z ramką",29.83,1,"szt","PLN","23%","",5,null,null,null,null,"5907577456900",null,null,"KARO",null,null,"",null,5,null,"https://www.ospel.pl/sites/all/pliki/import/image/podtynk/karo/ecru_perla/gp-2ssp_42.jpg","",null,"16A/250~, IP-20, zaciski gwintowe","","",null,null,null,"ECRU PERŁOWY",null,"0.095 kg","88 mm","82 mm","23 mm",null,null,"2024-06-04",null,"","https://www.ospel.pl/sites/all/pliki/import/image/podtynk/karo/ecru_perla/gp-2ssp_42.jpg","27.33.13.0","8536 69 90"]
[2287,"GP-2SZP/42","Gniazdo podwójne z uziemieniem z przesłonami torów prądowych, kompletne z ramką",28.96,1,"szt","PLN","23%","",5,null,null,null,null,"5907577456849",null,null,"KARO",null,null,"",null,5,null,"https://www.ospel.pl/sites/all/pliki/import/image/podtynk/karo/ecru_perla/gp-2szp_42.jpg","",null,"16A/250~, IP-20, zaciski gwintowe","","",null,null,null,"ECRU PERŁOWY",null,"0.093 kg","71 mm","71 mm","27 mm",null,null,"2024-06-04",null,"","https://www.ospel.pl/sites/all/pliki/import/image/podtynk/karo/ecru_perla/gp-2szp_42.jpg","27.33.13.0","8536 69 90"]
[2292,"GP-3S/m/43","Gniazdo potrójne EURO",22.09,1,"szt","PLN","23%","",5,null,null,null,null,"5907577457631",null,null,"KARO",null,null,"",null,5,null,"https://www.ospel.pl/sites/all/pliki/import/image/podtynk/karo/srebro_perla/gp-3s_m_43.jpg","",null,"2,5A/250~, IP-20, zaciski gwintowe","","",null,null,null,"SREBRNY PERŁOWY",null,"","71 mm","71 mm","27 mm",null,null,"2024-06-04",null,"","https://www.ospel.pl/sites/all/pliki/import/image/podtynk/karo/srebro_perla/gp-3s_m_43.jpg","27.33.13.0","8536 69 90"]
[2299,"GPA-10SPZ/m/42","Gniazdo RTV zakończeniowe",62.04,1,"szt","PLN","23%","",5,null,null,null,null,"5907577456962",null,null,"KARO",null,null,"",null,5,null,"https://www.ospel.pl/sites/all/pliki/import/image/podtynk/karo/ecru_perla/gpa-sk_m_42.jpg","",null,"Współczynnik tłumienia 10dB","","",null,null,null,"ECRU PERŁOWY",null,"0.103 kg","71 mm","71 mm","24 mm",null,null,"2024-06-04",null,"","https://www.ospel.pl/sites/all/pliki/import/image/podtynk/karo/ecru_perla/gpa-sk_m_42.jpg","26.40.52.0","8517 18 00"]
[2306,"GPA-16SP/m/40","Gniazdo RTV przelotowe 16-dB",62.04,1,"szt","PLN","23%","",5,null,null,null,null,"5907577456238",null,null,"KARO",null,null,"",null,5,null,"https://www.ospel.pl/sites/all/pliki/import/image/podtynk/karo/czek_metalik/gpa-sk_m_40.jpg","",null,"Współczynnik tłumienia 16dB","","",null,null,null,"CZEKOLADOWY METALIK",null,"0.103 kg","71 mm","71 mm","24 mm",null,null,"2024-06-04",null,"","https://www.ospel.pl/sites/all/pliki/import/image/podtynk/karo/czek_metalik/gpa-sk_m_40.jpg","26.40.52.0","8517 18 00"]
[2314,"GPA-2SF/m/40","Gniazdo antenowe typu F podwójne",31.84,1,"szt","PLN","23%","",5,null,null,null,null,"5907577456306",null,null,"KARO",null,null,"",null,5,null,"https://www.ospel.pl/sites/all/pliki/import/image/podtynk/karo/czek_metalik/gpa-2sf_m_40.jpg","",null,"Złącze typu F","","",null,null,null,"CZEKOLADOWY METALIK",null,"0.071 kg","71 mm","71 mm","24 mm",null,null,"2024-06-04",null,"","https://www.ospel.pl/sites/all/pliki/import/image/podtynk/karo/czek_metalik/gpa-2sf_m_40.jpg","26.40.52.0","8517 18 00"]
[2324,"GPA-SD/m/43","Gniazdo RTV-DATA",86.25,1,"szt","PLN","23%","",5,null,null,null,null,"5907577460099",null,null,"KARO",null,null,"",null,5,null,"https://www.ospel.pl/sites/all/pliki/import/image/podtynk/karo/srebro_perla/gpa-sd_m_43.jpg","",null,"Częstotliwość toru DATA 5÷862 MHz","","",null,null,null,"SREBRNY PERŁOWY",null,"0.128 kg","71 mm","71 mm","24 mm",null,null,"2024-06-04",null,"","https://www.ospel.pl/sites/all/pliki/import/image/podtynk/karo/srebro_perla/gpa-sd_m_43.jpg","26.40.52.0","8517 18 00"]
[2328,"GPA-SK/m/43","Gniazdo RTV końcowe",52.55,1,"szt","PLN","23%","",5,null,null,null,null,"5907577457693",null,null,"KARO",null,null,"",null,5,null,"https://www.ospel.pl/sites/all/pliki/import/image/podtynk/karo/srebro_perla/gpa-sk_m_43.jpg","",null,"Współczynnik tłumienia 2,5-3dB","","",null,null,null,"SREBRNY PERŁOWY",null,"0.103 kg","71 mm","71 mm","24 mm",null,null,"2024-06-04",null,"","https://www.ospel.pl/sites/all/pliki/import/image/podtynk/karo/srebro_perla/gpa-sk_m_43.jpg","26.40.52.0","8517 18 00"]
[2336,"GPA-SSP/m/43","Gniazdo RTV-SAT przelotowe",96.32,1,"szt","PLN","23%","",5,null,null,null,null,"5907577457716",null,null,"KARO",null,null,"",null,5,null,"https://www.ospel.pl/sites/all/pliki/import/image/podtynk/karo/srebro_perla/gpa-ss_m_43.jpg","",null,"Współczynnik tłumienia 1,2dB","","",null,null,null,"SREBRNY PERŁOWY",null,"0.105 kg","71 mm","71 mm","24 mm",null,null,"2024-06-04",null,"","https://www.ospel.pl/sites/all/pliki/import/image/podtynk/karo/srebro_perla/gpa-ss_m_43.jpg","26.40.52.0","8517 18 00"]
[2348,"GPH-1SS/m/42/d","Gniazdo bryzgoszczelne z uziemieniem schuko IP-44 wieczko przezroczyste",29.09,1,"szt","PLN","23%","",5,null,null,null,null,"5907577456795",null,null,"KARO",null,null,"",null,5,null,"https://www.ospel.pl/sites/all/pliki/import/image/podtynk/karo/ecru_perla/gph-1ss_m_42_d.jpg","",null,"16A/250~, IP-44, zaciski gwintowe","","",null,null,null,"ECRU PERŁOWY",null,"0.085 kg","71 mm","71 mm","25 mm",null,null,"2024-06-04",null,"","https://www.ospel.pl/sites/all/pliki/import/image/podtynk/karo/ecru_perla/gph-1ss_m_42_d.jpg","27.33.13.0","8536 69 90"]
[2349,"GPH-1SS/m/43/d","Gniazdo bryzgoszczelne z uziemieniem schuko IP-44 wieczko przezroczyste",29.09,1,"szt","PLN","23%","",5,null,null,null,null,"5907577457518",null,null,"KARO",null,null,"",null,5,null,"https://www.ospel.pl/sites/all/pliki/import/image/podtynk/karo/srebro_perla/gph-1ss_m_43_d.jpg","",null,"16A/250~, IP-44, zaciski gwintowe","","",null,null,null,"SREBRNY PERŁOWY",null,"0.085 kg","71 mm","71 mm","25 mm",null,null,"2024-06-04",null,"","https://www.ospel.pl/sites/all/pliki/import/image/podtynk/karo/srebro_perla/gph-1ss_m_43_d.jpg","27.33.13.0","8536 69 90"]
[2358,"GPH-1SZ/m/42/d","Gniazdo bryzgoszczelne z uziemieniem IP-44 wieczko przezroczyste",27.37,1,"szt","PLN","23%","",5,null,null,null,null,"5907577456771",null,null,"KARO",null,null,"",null,5,null,"https://www.ospel.pl/sites/all/pliki/import/image/podtynk/karo/ecru_perla/gph-1sz_m_42_d.jpg","",null,"16A/250~, IP-44, zaciski gwintowe","","",null,null,null,"ECRU PERŁOWY",null,"0.085 kg","71 mm","71 mm","25 mm",null,null,"2024-06-04",null,"","https://www.ospel.pl/sites/all/pliki/import/image/podtynk/karo/ecru_perla/gph-1sz_m_42_d.jpg","27.33.13.0","8536 69 90"]
[2370,"GPK-1S/p/40","Obudowa gniazda pojedynczego typu Keystone prosta",15.11,1,"szt","PLN","23%","",5,null,null,null,null,"5907577458119",null,null,"KARO",null,null,"",null,5,null,"https://www.ospel.pl/sites/all/pliki/import/image/podtynk/karo/czek_metalik/gpk-1s_p_40.jpg","",null,"","","",null,null,null,"CZEKOLADOWY METALIK",null,"0.053 kg","71 mm","71 mm","22 mm",null,null,"2024-06-04",null,"","https://www.ospel.pl/sites/all/pliki/import/image/podtynk/karo/czek_metalik/gpk-1s_p_40.jpg","26.30.30.0","8517 18 00"]
[2371,"GPK-1S/p/42","Obudowa gniazda pojedynczego typu Keystone prosta",15.11,1,"szt","PLN","23%","",5,null,null,null,null,"5907577458126",null,null,"KARO",null,null,"",null,5,null,"https://www.ospel.pl/sites/all/pliki/import/image/podtynk/karo/ecru_perla/gpk-1s_p_42.jpg","",null,"","","",null,null,null,"ECRU PERŁOWY",null,"0.053 kg","71 mm","71 mm","22 mm",null,null,"2024-06-04",null,"","https://www.ospel.pl/sites/all/pliki/import/image/podtynk/karo/ecru_perla/gpk-1s_p_42.jpg","26.30.30.0","8517 18 00"]
[2382,"GPPK-1S/m/40","Przyłącz kablowy",29.34,1,"szt","PLN","23%","",4,null,null,null,null,"5907577477936",null,null,"KARO",null,null,"",null,4,null,"https://www.ospel.pl/sites/all/pliki/import/image/podtynk/karo/czek_metalik/gppk-1s_m_40.jpg","",null,"5x4mm2 zaciski gwintowe","","",null,null,null,"CZEKOLADOWY METALIK",null,"0.08 kg","71 mm","71 mm","23 mm",null,null,"2024-06-04",null,"","https://www.ospel.pl/sites/all/pliki/import/image/podtynk/karo/czek_metalik/gppk-1s_m_40.jpg","27.33.13.0","8536 90 10"]
[2392,"GPT-2SN/m/43","Gniazdo telefoniczne podwójne niezależne",48.78,1,"szt","PLN","23%","",5,null,null,null,null,"5907577457761",null,null,"KARO",null,null,"",null,5,null,"https://www.ospel.pl/sites/all/pliki/import/image/podtynk/karo/srebro_perla/gpt-2sn_m_43.jpg","",null,"Zaciski gwintowe","","",null,null,null,"SREBRNY PERŁOWY",null,"0.056 kg","71 mm","71 mm","22 mm",null,null,"2024-06-04",null,"","https://www.ospel.pl/sites/all/pliki/import/image/podtynk/karo/srebro_perla/gpt-2sn_m_43.jpg","26.30.30.0","8517 18 00"]
[2393,"GPT-2SR/m/00","Gniazdo telefoniczne podwójne równoległe",44.29,1,"szt","PLN","23%","",10,null,null,null,null,"5907577454715",null,null,"KARO",null,null,"",null,10,null,"https://www.ospel.pl/sites/all/pliki/import/image/podtynk/karo/biel/gpt-2sn_m_00.jpg","",null,"Zaciski gwintowe","","",null,null,null,"BIAŁY",null,"0.054 kg","71 mm","71 mm","22 mm",null,null,"2024-06-04",null,"","https://www.ospel.pl/sites/all/pliki/import/image/podtynk/karo/biel/gpt-2sn_m_00.jpg","26.30.30.0","8517 18 00"]
[2405,"ŁP-11SS/m/00","Łącznik dwubiegunowy z podświetleniem pomarańczowym",28.1,1,"szt","PLN","23%","",10,null,null,null,null,"5907577453824",null,null,"KARO",null,null,"",null,10,null,"https://www.ospel.pl/sites/all/pliki/import/image/podtynk/karo/biel/lp-11ss_m_00.jpg","",null,"10AX/250~, IP-20 zaciski gwintowe","","",null,null,null,"BIAŁY",null,"0.075 kg","71 mm","71 mm","25 mm",null,null,"2024-06-04",null,"https://www.ospel.pl/sites/all/pliki/import/image/schematy/lacznik_dwubiegunowy.jpg","https://www.ospel.pl/sites/all/pliki/import/image/podtynk/karo/biel/lp-11ss_m_00.jpg","27.33.11.0","8536 50 07"]
[2407,"ŁP-11SS/m/42","Łącznik dwubiegunowy z podświetleniem niebieskim",30.43,1,"szt","PLN","23%","",5,null,null,null,null,"5907577456641",null,null,"KARO",null,null,"",null,5,null,"https://www.ospel.pl/sites/all/pliki/import/image/podtynk/karo/ecru_perla/lp-11ss_m_42.jpg","",null,"10AX/250~, IP-20 zaciski gwintowe","","",null,null,null,"ECRU PERŁOWY",null,"0.075 kg","71 mm","71 mm","25 mm",null,null,"2024-06-04",null,"https://www.ospel.pl/sites/all/pliki/import/image/schematy/lacznik_dwubiegunowy.jpg","https://www.ospel.pl/sites/all/pliki/import/image/podtynk/karo/ecru_perla/lp-11ss_m_42.jpg","27.33.11.0","8536 50 07"]
[2415,"ŁP-13S/m/42","Łącznik potrójny",36.700000000000003,1,"szt","PLN","23%","",5,null,null,null,null,"5907577458553",null,null,"KARO",null,null,"",null,5,null,"https://www.ospel.pl/sites/all/pliki/import/image/podtynk/karo/ecru_perla/lp-13s_m_42.jpg","",null,"10AX/250~, IP-20 zaciski gwintowe","","",null,null,null,"ECRU PERŁOWY",null,"0.076 kg","71 mm","71 mm","25 mm",null,null,"2024-06-04",null,"","https://www.ospel.pl/sites/all/pliki/import/image/podtynk/karo/ecru_perla/lp-13s_m_42.jpg","27.33.11.0","8536 50 07"]
[2427,"ŁP-16S/m/42","Elektroniczny czujnik ruchu",244.67,1,"szt","PLN","23%","",5,null,null,null,null,"5907577457099",null,null,"KARO",null,null,"",null,5,null,"https://www.ospel.pl/sites/all/pliki/import/image/podtynk/karo/ecru_perla/lp-16s_m_42.jpg","",null,"Zasięg działania do 7 metrów","","Tylko na zamówienie",null,null,null,"ECRU PERŁOWY",null,"0.101 kg","71 mm","71 mm","31 mm",null,null,"2024-06-04",null,"","https://www.ospel.pl/sites/all/pliki/import/image/podtynk/karo/ecru_perla/lp-16s_m_42.jpg","27.33.11.0","8536 50 05"]
[2432,"ŁP-17S/m/43","Łącznik podwójny zwierny",31.41,1,"szt","PLN","23%","",5,null,null,null,null,"5907577457402",null,null,"KARO",null,null,"",null,5,null,"https://www.ospel.pl/sites/all/pliki/import/image/podtynk/karo/srebro_perla/lp-2s_m_43.jpg","",null,"10AX/250~, IP-20 zaciski gwintowe","","",null,null,null,"SREBRNY PERŁOWY",null,"0.0745 kg","71 mm","71 mm","25 mm",null,null,"2024-06-04",null,"","https://www.ospel.pl/sites/all/pliki/import/image/podtynk/karo/srebro_perla/lp-2s_m_43.jpg","27.33.11.0","8536 50 07"]
[2437,"ŁP-1SS/m/00","Łącznik jednobiegunowy z podświetleniem pomarańczowym",21.49,1,"szt","PLN","23%","",10,null,null,null,null,"5907577453541",null,null,"KARO",null,null,"",null,10,null,"https://www.ospel.pl/sites/all/pliki/import/image/podtynk/karo/biel/lp-1ss_m_00.jpg","",null,"10AX/250~, IP-20 zaciski gwintowe","","",null,null,null,"BIAŁY",null,"0.071 kg","71 mm","71 mm","25 mm",null,null,"2024-06-04",null,"","https://www.ospel.pl/sites/all/pliki/import/image/podtynk/karo/biel/lp-1ss_m_00.jpg","27.33.11.0","8536 50 07"]
[2449,"ŁP-3S/m/00","Łącznik schodowy",18.29,1,"szt","PLN","23%","",10,null,null,null,null,"5907577453602",null,null,"KARO",null,null,"",null,10,null,"https://www.ospel.pl/sites/all/pliki/import/image/podtynk/karo/biel/lp-3s_m_00.jpg","",null,"10AX/250~, IP-20 zaciski gwintowe","","",null,null,null,"BIAŁY",null,"0.072 kg","71 mm","71 mm","25 mm",null,null,"2024-06-04",null,"","https://www.ospel.pl/sites/all/pliki/import/image/podtynk/karo/biel/lp-3s_m_00.jpg","27.33.11.0","8536 50 07"]
[2457,"ŁP-4S/m/00","Łącznik krzyżowy",25.77,1,"szt","PLN","23%","",10,null,null,null,null,"5907577453640",null,null,"KARO",null,null,"",null,10,null,"https://www.ospel.pl/sites/all/pliki/import/image/podtynk/karo/biel/lp-4s_m_00.jpg","",null,"10AX/250~, IP-20 zaciski gwintowe","","",null,null,null,"BIAŁY",null,"0.077 kg","71 mm","71 mm","25 mm",null,null,"2024-06-04",null,"","https://www.ospel.pl/sites/all/pliki/import/image/podtynk/karo/biel/lp-4s_m_00.jpg","27.33.11.0","8536 50 07"]
[2465,"ŁP-5S/m/00","Łącznik zwierny \"światło\"",18.170000000000002,1,"szt","PLN","23%","",10,null,null,null,null,"5907577453688",null,null,"KARO",null,null,"",null,10,null,"https://www.ospel.pl/sites/all/pliki/import/image/podtynk/karo/biel/lp-5s_m_00.jpg","",null,"10AX/250~, IP-20 zaciski gwintowe","","",null,null,null,"BIAŁY",null,"0.07 kg","71 mm","71 mm","25 mm",null,null,"2024-06-04",null,"","https://www.ospel.pl/sites/all/pliki/import/image/podtynk/karo/biel/lp-5s_m_00.jpg","27.33.11.0","8536 50 07"]
[2471,"ŁP-5SS/m/42","Łącznik zwierny \"światło\" z podświetleniem niebieskim",29.2,1,"szt","PLN","23%","",5,null,null,null,null,"5907577456580",null,null,"KARO",null,null,"",null,5,null,"https://www.ospel.pl/sites/all/pliki/import/image/podtynk/karo/ecru_perla/lp-5ss_m_42.jpg","",null,"10AX/250~, IP-20 zaciski gwintowe","","",null,null,null,"ECRU PERŁOWY",null,"0.071 kg","71 mm","71 mm","25 mm",null,null,"2024-06-04",null,"","https://www.ospel.pl/sites/all/pliki/import/image/podtynk/karo/ecru_perla/lp-5ss_m_42.jpg","27.33.11.0","8536 50 07"]
[2479,"ŁP-6SS/m/42","Łącznik zwierny \"dzwonek\" z podświetleniem niebieskim",29.2,1,"szt","PLN","23%","",5,null,null,null,null,"5907577456603",null,null,"KARO",null,null,"",null,5,null,"https://www.ospel.pl/sites/all/pliki/import/image/podtynk/karo/ecru_perla/lp-6ss_m_42.jpg","",null,"10AX/250~, IP-20 zaciski gwintowe","","",null,null,null,"ECRU PERŁOWY",null,"0.071 kg","71 mm","71 mm","25 mm",null,null,"2024-06-04",null,"","https://www.ospel.pl/sites/all/pliki/import/image/podtynk/karo/ecru_perla/lp-6ss_m_42.jpg","27.33.11.0","8536 50 07"]
[2484,"ŁP-7S/m/43","Łącznik żaluzjowy, zwierny",29.2,1,"szt","PLN","23%","",5,null,null,null,null,"5907577457334",null,null,"KARO",null,null,"",null,5,null,"https://www.ospel.pl/sites/all/pliki/import/image/podtynk/karo/srebro_perla/lp-7s_m_43.jpg","",null,"10AX/250~, IP-20 zaciski gwintowe","","",null,null,null,"SREBRNY PERŁOWY",null,"0.075 kg","71 mm","71 mm","25 mm",null,null,"2024-06-04",null,"","https://www.ospel.pl/sites/all/pliki/import/image/podtynk/karo/srebro_perla/lp-7s_m_43.jpg","27.33.11.0","8536 50 07"]
[2490,"ŁP-7SBS/m/40","Łącznik żaluzjowy z podświetleniem niebieskim z blokadą mechaniczną",42.09,1,"szt","PLN","23%","",5,null,null,null,null,"5907577478919",null,null,"KARO",null,null,"",null,5,null,"https://www.ospel.pl/sites/all/pliki/import/image/podtynk/karo/czek_metalik/lp-7ss_m_40.jpg","",null,"10AX/250~, IP-20 zaciski gwintowe","","",null,null,null,"CZEKOLADOWY METALIK",null,"0.076 kg","71 mm","71 mm","25 mm",null,null,"2024-06-04",null,"","https://www.ospel.pl/sites/all/pliki/import/image/podtynk/karo/czek_metalik/lp-7ss_m_40.jpg","27.33.11.0","8536 50 07"]
[2498,"ŁP-8S/m/40","Ściemniacz przyciskowo-obrotowy przystosowany do obciążenia żarowego i halogenowego",115.5,1,"szt","PLN","23%","",5,null,null,null,null,"5907577455972",null,null,"KARO",null,null,"",null,5,null,"https://www.ospel.pl/sites/all/pliki/import/image/podtynk/karo/czek_metalik/lp-8s_m_40.jpg","",null,"40-400W, 230V~50Hz, zaciski gwintowe","","",null,null,null,"CZEKOLADOWY METALIK",null,"0.121 kg","71 mm","71 mm","32 mm",null,null,"2024-06-04",null,"https://www.ospel.pl/sites/all/pliki/import/image/schematy/sciemniacze.pdf","https://www.ospel.pl/sites/all/pliki/import/image/podtynk/karo/czek_metalik/lp-8s_m_40.jpg","27.33.11.0","8536 50 05"]
[2506,"ŁP-9S/m/40","Łącznik schodowy + jednobiegunowy",27.74,1,"szt","PLN","23%","",5,null,null,null,null,"5907577455941",null,null,"KARO",null,null,"",null,5,null,"https://www.ospel.pl/sites/all/pliki/import/image/podtynk/karo/czek_metalik/lp-2s_m_40.jpg","",null,"10AX/250~, IP-20 zaciski gwintowe","","",null,null,null,"CZEKOLADOWY METALIK",null,"0.079 kg","71 mm","71 mm","25 mm",null,null,"2024-06-04",null,"","https://www.ospel.pl/sites/all/pliki/import/image/podtynk/karo/czek_metalik/lp-2s_m_40.jpg","27.33.11.0","8536 50 07"]
[2514,"R-1S/54","Ramka pojedyncza",7.08,1,"szt","PLN","23%","",10,null,null,null,null,"5907577476526",null,null,"KARO",null,null,"",null,10,null,"https://www.ospel.pl/sites/all/pliki/import/image/podtynk/karo/colors/r-1s_54.jpg","",null,"Tworzywo ABS","","",null,null,null,"LAWENDA",null,"0.014 kg","82 mm","82 mm","",null,null,"2024-06-04",null,"","https://www.ospel.pl/sites/all/pliki/import/image/podtynk/karo/colors/r-1s_54.jpg","27.33.13.0","8536 90 01"]
[2523,"R-2S/43","Ramka podwójna",9.52,1,"szt","PLN","23%","",10,null,null,null,null,"5907577457839",null,null,"KARO",null,null,"",null,10,null,"https://www.ospel.pl/sites/all/pliki/import/image/podtynk/karo/srebro_perla/r-2s_43.jpg","",null,"Tworzywo ABS","","",null,null,null,"SREBRNY PERŁOWY",null,"0.022 kg","82 mm","153 mm","",null,null,"2024-06-04",null,"","https://www.ospel.pl/sites/all/pliki/import/image/podtynk/karo/srebro_perla/r-2s_43.jpg","27.33.13.0","8536 90 01"]
[2528,"R-2S/57","Ramka podwójna",24.3,1,"szt","PLN","23%","",10,null,null,null,null,"5907577476700",null,null,"KARO",null,null,"",null,10,null,"https://www.ospel.pl/sites/all/pliki/import/image/podtynk/karo/colors/r-2s_57.jpg","",null,"Tworzywo ABS","","",null,null,null,"WENGE ",null,"0.022 kg","82 mm","153 mm","",null,null,"2024-06-04",null,"","https://www.ospel.pl/sites/all/pliki/import/image/podtynk/karo/colors/r-2s_57.jpg","27.33.13.0","8536 90 01"]
[2536,"R-3S/54","Ramka potrójna",14.41,1,"szt","PLN","23%","",10,null,null,null,null,"5907577476540",null,null,"KARO",null,null,"",null,10,null,"https://www.ospel.pl/sites/all/pliki/import/image/podtynk/karo/colors/r-3s_54.jpg","",null,"Tworzywo ABS","","",null,null,null,"LAWENDA",null,"0.03 kg","82 mm","224 mm","",null,null,"2024-06-04",null,"","https://www.ospel.pl/sites/all/pliki/import/image/podtynk/karo/colors/r-3s_54.jpg","27.33.13.0","8536 90 01"]
[2540,"R-3S/58","Ramka potrójna",14.41,1,"szt","PLN","23%","",10,null,null,null,null,"5907577476762",null,null,"KARO",null,null,"",null,10,null,"https://www.ospel.pl/sites/all/pliki/import/image/podtynk/karo/colors/r-3s_58.jpg","",null,"Tworzywo ABS","","",null,null,null,"BURGUND",null,"0.03 kg","82 mm","224 mm","",null,null,"2024-06-04",null,"","https://www.ospel.pl/sites/all/pliki/import/image/podtynk/karo/colors/r-3s_58.jpg","27.33.13.0","8536 90 01"]
[2550,"R-4S/57","Ramka poczwórna",41.65,1,"szt","PLN","23%","",10,null,null,null,null,"5907577476724",null,null,"KARO",null,null,"",null,10,null,"https://www.ospel.pl/sites/all/pliki/import/image/podtynk/karo/colors/r-4s_57.jpg","",null,"Tworzywo ABS","","",null,null,null,"WENGE ",null,"0.045 kg","82 mm","295 mm","",null,null,"2024-06-04",null,"","https://www.ospel.pl/sites/all/pliki/import/image/podtynk/karo/colors/r-4s_57.jpg","27.33.13.0","8536 90 01"]
[2555,"R-5S/42","Ramka pięciokrotna",19.149999999999999,1,"szt","PLN","23%","",10,null,null,null,null,"5907577457143",null,null,"KARO",null,null,"",null,10,null,"https://www.ospel.pl/sites/all/pliki/import/image/podtynk/karo/ecru_perla/r-5s_42.jpg","",null,"Tworzywo ABS","","",null,null,null,"ECRU PERŁOWY",null,"0.055 kg","82 mm","366 mm","",null,null,"2024-06-04",null,"","https://www.ospel.pl/sites/all/pliki/import/image/podtynk/karo/ecru_perla/r-5s_42.jpg","27.33.13.0","8536 90 01"]
[2563,"R-5S/59","Ramka pięciokrotna",22.25,1,"szt","PLN","23%","",10,null,null,null,null,"5907577476830",null,null,"KARO",null,null,"",null,10,null,"https://www.ospel.pl/sites/all/pliki/import/image/podtynk/karo/colors/r-5s_59.jpg","",null,"Tworzywo ABS","","",null,null,null,"SATYNOWY TURKUS",null,"0.055 kg","82 mm","366 mm","",null,null,"2024-06-04",null,"","https://www.ospel.pl/sites/all/pliki/import/image/podtynk/karo/colors/r-5s_59.jpg","27.33.13.0","8536 90 01"]
[2573,"RH-3S/40","Ramka potrójna do łączników IP-44",13.25,1,"szt","PLN","23%","",10,null,null,null,null,"5907577456450",null,null,"KARO",null,null,"",null,10,null,"https://www.ospel.pl/sites/all/pliki/import/image/podtynk/karo/czek_metalik/rh-3s_40.jpg","",null,"Tworzywo ABS","","",null,null,null,"CZEKOLADOWY METALIK",null,"0.03 kg","82 mm","224 mm","",null,null,"2024-06-04",null,"","https://www.ospel.pl/sites/all/pliki/import/image/podtynk/karo/czek_metalik/rh-3s_40.jpg","27.33.13.0","8536 90 01"]
[2577,"RH-4S/40","Ramka poczwórna do łączników IP-44",16.079999999999998,1,"szt","PLN","23%","",10,null,null,null,null,"5907577456467",null,null,"KARO",null,null,"",null,10,null,"https://www.ospel.pl/sites/all/pliki/import/image/podtynk/karo/czek_metalik/rh-4s_40.jpg","",null,"Tworzywo ABS","","",null,null,null,"CZEKOLADOWY METALIK",null,"0.045 kg","82 mm","295 mm","",null,null,"2024-06-04",null,"","https://www.ospel.pl/sites/all/pliki/import/image/podtynk/karo/czek_metalik/rh-4s_40.jpg","27.33.13.0","8536 90 01"]
[2585,"RTP-1S/m/40","Regulator temperatury z czujnikiem podpodłogowym",394.52,1,"szt","PLN","23%","",5,null,null,null,null,"5907577458614",null,null,"KARO",null,null,"",null,5,null,"https://www.ospel.pl/sites/all/pliki/import/image/podtynk/karo/czek_metalik/rtp-1s_m_40.jpg","",null,"zaciski gwintowe","","Tylko na zamówienie",null,null,null,"CZEKOLADOWY METALIK",null,"0.1995 kg","71 mm","71 mm","31 mm",null,null,"2024-06-04",null,"","https://www.ospel.pl/sites/all/pliki/import/image/podtynk/karo/czek_metalik/rtp-1s_m_40.jpg","27.33.13.0","8536 50 05"]
[2590,"RTP-1SN/m/42","Regulator temperatury z czujnikiem napowietrznym",217.61,1,"szt","PLN","23%","",5,null,null,null,null,"5907577458072",null,null,"KARO",null,null,"",null,5,null,"https://www.ospel.pl/sites/all/pliki/import/image/podtynk/karo/ecru_perla/rtp-1sn_m_42.jpg","",null,"zaciski gwintowe","","Tylko na zamówienie",null,null,null,"ECRU PERŁOWY",null,"0.1025 kg","71 mm","71 mm","31 mm",null,null,"2024-06-04",null,"","https://www.ospel.pl/sites/all/pliki/import/image/podtynk/karo/ecru_perla/rtp-1sn_m_42.jpg","27.33.13.0","8536 50 05"]
[2598,"GP-1W/45","Gniazdo pojedyncze",15.84,1,"szt","PLN","23%","",5,null,null,null,null,"5907577473600",null,null,"KIER",null,null,"",null,5,null,"https://www.ospel.pl/sites/all/pliki/import/image/podtynk/kier/satyna/gp-1w_45.jpg","",null,"16A/250~, IP-20, zaciski gwintowe","","",null,null,null,"SATYNA LIGHT",null,"0.077 kg","82 mm","88 mm","26 mm",null,null,"2024-06-04",null,"","https://www.ospel.pl/sites/all/pliki/import/image/podtynk/kier/satyna/gp-1w_45.jpg","27.33.13.0","8536 69 90"]
[2607,"GP-1WS/52","Gniazdo pojedyncze z uziemieniem schuko",20.12,1,"szt","PLN","23%","",5,null,null,null,null,"5907577474218",null,null,"KIER",null,null,"",null,5,null,"https://www.ospel.pl/sites/all/pliki/import/image/podtynk/kier/braz/gp-1ws_52.jpg","",null,"16A/250~, IP-20, zaciski gwintowe","","",null,null,null,"BRĄZOWY METALIK",null,"0.084 kg","82 mm","88 mm","29 mm",null,null,"2024-06-04",null,"","https://www.ospel.pl/sites/all/pliki/import/image/podtynk/kier/braz/gp-1ws_52.jpg","27.33.13.0","8536 69 90"]
[2612,"GP-1WZ/00","Gniazdo pojedyncze z uziemieniem",11.91,1,"szt","PLN","23%","",10,null,null,null,null,"5907577462932",null,null,"KIER",null,null,"",null,10,null,"https://www.ospel.pl/sites/all/pliki/import/image/podtynk/kier/biel/gp-1wz_00.jpg","",null,"16A/250~, IP-20, zaciski gwintowe","","",null,null,null,"BIAŁY",null,"0.083 kg","82 mm","88 mm","26 mm",null,null,"2024-06-04",null,"","https://www.ospel.pl/sites/all/pliki/import/image/podtynk/kier/biel/gp-1wz_00.jpg","27.33.13.0","8536 69 90"]
[2620,"GP-1WZP/01","Gniazdo pojedyncze z uziemieniem z przesłonami torów prądowych",15.45,1,"szt","PLN","23%","",10,null,null,null,null,"5907577470739",null,null,"KIER",null,null,"",null,10,null,"https://www.ospel.pl/sites/all/pliki/import/image/podtynk/kier/bez/gp-1wzp_01.jpg","",null,"16A/250~, IP-20, zaciski gwintowe","","",null,null,null,"BEŻOWY",null,"0.085 kg","82 mm","88 mm","26 mm",null,null,"2024-06-04",null,"","https://www.ospel.pl/sites/all/pliki/import/image/podtynk/kier/bez/gp-1wzp_01.jpg","27.33.13.0","8536 69 90"]
[2631,"GP-2WS/00","Gniazdo podwójne z uziemieniem schuko",19.63,1,"szt","PLN","23%","",5,null,null,null,null,"5907577463120",null,null,"KIER",null,null,"",null,5,null,"https://www.ospel.pl/sites/all/pliki/import/image/podtynk/kier/biel/gp-2ws_00.jpg","",null,"16A/250~, IP-20, zaciski gwintowe","","",null,null,null,"BIAŁY",null,"0.091 kg","87 mm","88 mm","22 mm",null,null,"2024-06-04",null,"","https://www.ospel.pl/sites/all/pliki/import/image/podtynk/kier/biel/gp-2ws_00.jpg","27.33.13.0","8536 69 90"]
[2634,"GP-2WS/52","Gniazdo podwójne z uziemieniem schuko",24.77,1,"szt","PLN","23%","",5,null,null,null,null,"5907577474317",null,null,"KIER",null,null,"",null,5,null,"https://www.ospel.pl/sites/all/pliki/import/image/podtynk/kier/braz/gp-2ws_52.jpg","",null,"16A/250~, IP-20, zaciski gwintowe","","",null,null,null,"BRĄZOWY METALIK",null,"0.091 kg","87 mm","88 mm","22 mm",null,null,"2024-06-04",null,"","https://www.ospel.pl/sites/all/pliki/import/image/podtynk/kier/braz/gp-2ws_52.jpg","27.33.13.0","8536 69 90"]
[2642,"GP-2WZ/52","Gniazdo podwójne z uziemieniem",19.760000000000002,1,"szt","PLN","23%","",5,null,null,null,null,"5907577474294",null,null,"KIER",null,null,"",null,5,null,"https://www.ospel.pl/sites/all/pliki/import/image/podtynk/kier/braz/gp-2wz_52.jpg","",null,"16A/250~, IP-20, zaciski gwintowe","","",null,null,null,"BRĄZOWY METALIK",null,"0.095 kg","82 mm","88 mm","27 mm",null,null,"2024-06-04",null,"","https://www.ospel.pl/sites/all/pliki/import/image/podtynk/kier/braz/gp-2wz_52.jpg","27.33.13.0","8536 69 90"]
[2648,"GPA-10WP/01","Gniazdo RTV przelotowe 10-dB",53.36,1,"szt","PLN","23%","",10,null,null,null,null,"5907577470890",null,null,"KIER",null,null,"",null,10,null,"https://www.ospel.pl/sites/all/pliki/import/image/podtynk/kier/bez/gpa-wk_01.jpg","",null,"Współczynnik tłumienia 10dB","","",null,null,null,"BEŻOWY",null,"0.118 kg","82 mm","88 mm","24 mm",null,null,"2024-06-04",null,"","https://www.ospel.pl/sites/all/pliki/import/image/podtynk/kier/bez/gpa-wk_01.jpg","26.40.52.0","8517 18 00"]
[2656,"GPA-14WP/01","Gniazdo RTV przelotowe 14-dB",53.36,1,"szt","PLN","23%","",10,null,null,null,null,"5907577470913",null,null,"KIER",null,null,"",null,10,null,"https://www.ospel.pl/sites/all/pliki/import/image/podtynk/kier/bez/gpa-wk_01.jpg","",null,"Współczynnik tłumienia 14dB","","",null,null,null,"BEŻOWY",null,"0.118 kg","82 mm","88 mm","24 mm",null,null,"2024-06-04",null,"","https://www.ospel.pl/sites/all/pliki/import/image/podtynk/kier/bez/gpa-wk_01.jpg","26.40.52.0","8517 18 00"]
[2664,"GPA-1WF/01","Gniazdo antenowe typu F pojedyncze",20.73,1,"szt","PLN","23%","",10,null,null,null,null,"5907577470975",null,null,"KIER",null,null,"",null,10,null,"https://www.ospel.pl/sites/all/pliki/import/image/podtynk/kier/bez/gpa-1wf_01.jpg","",null,"Złącze typu F","","",null,null,null,"BEŻOWY",null,"0.049 kg","82 mm","88 mm","24 mm",null,null,"2024-06-04",null,"","https://www.ospel.pl/sites/all/pliki/import/image/podtynk/kier/bez/gpa-1wf_01.jpg","26.40.52.0","8517 18 00"]
[2669,"GPA-2WF/45","Gniazdo antenowe typu F podwójne",30.91,1,"szt","PLN","23%","",5,null,null,null,null,"5907577473860",null,null,"KIER",null,null,"",null,5,null,"https://www.ospel.pl/sites/all/pliki/import/image/podtynk/kier/satyna/gpa-2wf_45.jpg","",null,"Złącze typu F","","",null,null,null,"SATYNA LIGHT",null,"0.057 kg","82 mm","88 mm","24 mm",null,null,"2024-06-04",null,"","https://www.ospel.pl/sites/all/pliki/import/image/podtynk/kier/satyna/gpa-2wf_45.jpg","26.40.52.0","8517 18 00"]
[2681,"GPA-WS/45","Gniazdo RTV-SAT końcowe",74.680000000000007,1,"szt","PLN","23%","",5,null,null,null,null,"5907577473822",null,null,"KIER",null,null,"",null,5,null,"https://www.ospel.pl/sites/all/pliki/import/image/podtynk/kier/satyna/gpa-ws_45.jpg","",null,"Współczynnik tłumienia 1,5-2dB","","",null,null,null,"SATYNA LIGHT",null,"0.121 kg","82 mm","88 mm","24 mm",null,null,"2024-06-04",null,"","https://www.ospel.pl/sites/all/pliki/import/image/podtynk/kier/satyna/gpa-ws_45.jpg","26.40.52.0","8517 18 00"]
[2686,"GPA-WSP/52","Gniazdo RTV-SAT przelotowe",106.62,1,"szt","PLN","23%","",5,null,null,null,null,"5907577474409",null,null,"KIER",null,null,"",null,5,null,"https://www.ospel.pl/sites/all/pliki/import/image/podtynk/kier/braz/gpa-wsp_52.jpg","",null,"Współczynnik tłumienia 1,2dB","","",null,null,null,"BRĄZOWY METALIK",null,"0.127 kg","82 mm","88 mm","24 mm",null,null,"2024-06-04",null,"","https://www.ospel.pl/sites/all/pliki/import/image/podtynk/kier/braz/gpa-wsp_52.jpg","26.40.52.0","8517 18 00"]
[2691,"GPH-1WS/45/d","Gniazdo bryzgoszczelne z uziemieniem schuko IP-44 wieczko przezroczyste",28.1,1,"szt","PLN","23%","",5,null,null,null,null,"5907577473686",null,null,"KIER",null,null,"",null,5,null,"https://www.ospel.pl/sites/all/pliki/import/image/podtynk/kier/satyna/gph-1ws_45_d.jpg","",null,"16A/250~, IP-44 zaciski gwintowe","","",null,null,null,"SATYNA LIGHT",null,"0.103 kg","83 mm","88 mm","27 mm",null,null,"2024-06-04",null,"","https://www.ospel.pl/sites/all/pliki/import/image/podtynk/kier/satyna/gph-1ws_45_d.jpg","27.33.13.0","8536 69 90"]
[2699,"GPH-1WZ/00/d","Gniazdo bryzgoszczelne z uziemieniem IP-44 wieczko przezroczyste",21.49,1,"szt","PLN","23%","",10,null,null,null,null,"5907577463007",null,null,"KIER",null,null,"",null,10,null,"https://www.ospel.pl/sites/all/pliki/import/image/podtynk/kier/biel/gph-1wz_00_d.jpg","",null,"16A/250~, IP-44 zaciski gwintowe","","",null,null,null,"BIAŁY",null,"0.103 kg","83 mm","88 mm","27 mm",null,null,"2024-06-04",null,"","https://www.ospel.pl/sites/all/pliki/import/image/podtynk/kier/biel/gph-1wz_00_d.jpg","27.33.13.0","8536 69 90"]
[2706,"GPH-1WZP/00/w","Gniazdo bryzgoszczelne z uziemieniem IP-44 z przesłonami torów prądowych wieczko w kolorze wyrobu",24.92,1,"szt","PLN","23%","",10,null,null,null,null,"5907577463038",null,null,"KIER",null,null,"",null,10,null,"https://www.ospel.pl/sites/all/pliki/import/image/podtynk/kier/biel/gph-1wzp_00_w.jpg","",null,"16A/250~, IP-44 zaciski gwintowe","","",null,null,null,"BIAŁY",null,"0.103 kg","83 mm","88 mm","27 mm",null,null,"2024-06-04",null,"","https://www.ospel.pl/sites/all/pliki/import/image/podtynk/kier/biel/gph-1wzp_00_w.jpg","27.33.13.0","8536 69 90"]
[2713,"GPK-1W/K/45","Gniazdo komputerowe pojedyncze, kat. 5e MMC",56.03,1,"szt","PLN","23%","",5,null,null,null,null,"5907577473907",null,null,"KIER",null,null,"",null,5,null,"https://www.ospel.pl/sites/all/pliki/import/image/podtynk/kier/satyna/gpk-1w_k_45.jpg","",null,"Złącze IDC","","",null,null,null,"SATYNA LIGHT",null,"0.049 kg","82 mm","88 mm","21 mm",null,null,"2024-06-04",null,"","https://www.ospel.pl/sites/all/pliki/import/image/podtynk/kier/satyna/gpk-1w_k_45.jpg","26.30.30.0","8517 18 00"]
[2721,"GPK-2W/K/45","Gniazdo komputerowe podwójne, kat. 5e MMC",90.06,1,"szt","PLN","23%","",5,null,null,null,null,"5907577473921",null,null,"KIER",null,null,"",null,5,null,"https://www.ospel.pl/sites/all/pliki/import/image/podtynk/kier/satyna/gpk-2w_k_45.jpg","",null,"Złącze IDC","","",null,null,null,"SATYNA LIGHT",null,"0.054 kg","82 mm","88 mm","21 mm",null,null,"2024-06-04",null,"","https://www.ospel.pl/sites/all/pliki/import/image/podtynk/kier/satyna/gpk-2w_k_45.jpg","26.30.30.0","8517 18 00"]
[2733,"GPT-1W/45","Gniazdo telefoniczne pojedyncze",26.63,1,"szt","PLN","23%","",5,null,null,null,null,"5907577473877",null,null,"KIER",null,null,"",null,5,null,"https://www.ospel.pl/sites/all/pliki/import/image/podtynk/kier/satyna/gpt-1w_45.jpg","",null,"Zaciski gwintowe","","",null,null,null,"SATYNA LIGHT",null,"0.049 kg","82 mm","88 mm","21 mm",null,null,"2024-06-04",null,"","https://www.ospel.pl/sites/all/pliki/import/image/podtynk/kier/satyna/gpt-1w_45.jpg","26.30.30.0","8517 18 00"]
[2739,"GPT-2WR/00","Gniazdo telefoniczne podwójne równoległe",35.54,1,"szt","PLN","23%","",10,null,null,null,null,"5907577463274",null,null,"KIER",null,null,"",null,10,null,"https://www.ospel.pl/sites/all/pliki/import/image/podtynk/kier/biel/gpt-2w_00.jpg","",null,"Zaciski gwintowe","","",null,null,null,"BIAŁY",null,"0.055 kg","82 mm","88 mm","21 mm",null,null,"2024-06-04",null,"","https://www.ospel.pl/sites/all/pliki/import/image/podtynk/kier/biel/gpt-2w_00.jpg","26.30.30.0","8517 18 00"]
[2747,"ŁP-11W/00","Łącznik dwubiegunowy",25.9,1,"szt","PLN","23%","",10,null,null,null,null,"5907577462840",null,null,"KIER",null,null,"",null,10,null,"https://www.ospel.pl/sites/all/pliki/import/image/podtynk/kier/biel/lp-11w_00.jpg","",null,"10AX/250~, IP-20 zaciski gwintowe","","",null,null,null,"BIAŁY",null,"0.073 kg","82 mm","88 mm","26 mm",null,null,"2024-06-04",null,"https://www.ospel.pl/sites/all/pliki/import/image/schematy/lacznik_dwubiegunowy.jpg","https://www.ospel.pl/sites/all/pliki/import/image/podtynk/kier/biel/lp-11w_00.jpg","27.33.11.0","8536 50 07"]
[2755,"ŁP-12WS/00","Łącznik kontrolny z podświetleniem pomarańczowym",27.5,1,"szt","PLN","23%","",10,null,null,null,null,"5907577462864",null,null,"KIER",null,null,"",null,10,null,"https://www.ospel.pl/sites/all/pliki/import/image/podtynk/kier/biel/lp-1ws_00.jpg","",null,"10AX/250~, IP-20 zaciski gwintowe","","",null,null,null,"BIAŁY",null,"0.068 kg","82 mm","88 mm","26 mm",null,null,"2024-06-04",null,"","https://www.ospel.pl/sites/all/pliki/import/image/podtynk/kier/biel/lp-1ws_00.jpg","27.33.11.0","8536 50 07"]
[2756,"ŁP-12WS/01","Łącznik kontrolny z podświetleniem pomarańczowym",27.5,1,"szt","PLN","23%","",10,null,null,null,null,"5907577470661",null,null,"KIER",null,null,"",null,10,null,"https://www.ospel.pl/sites/all/pliki/import/image/podtynk/kier/bez/lp-1ws_01.jpg","",null,"10AX/250~, IP-20 zaciski gwintowe","","",null,null,null,"BEŻOWY",null,"0.068 kg","82 mm","88 mm","26 mm",null,null,"2024-06-04",null,"","https://www.ospel.pl/sites/all/pliki/import/image/podtynk/kier/bez/lp-1ws_01.jpg","27.33.11.0","8536 50 07"]
[2764,"ŁP-1W/01","Łącznik jednobiegunowy",12.76,1,"szt","PLN","23%","",10,null,null,null,null,"5907577470517",null,null,"KIER",null,null,"",null,10,null,"https://www.ospel.pl/sites/all/pliki/import/image/podtynk/kier/bez/lp-1w_01.jpg","",null,"10AX/250~, IP-20 zaciski gwintowe","","",null,null,null,"BEŻOWY",null,"0.063 kg","82 mm","88 mm","26 mm",null,null,"2024-06-04",null,"","https://www.ospel.pl/sites/all/pliki/import/image/podtynk/kier/bez/lp-1w_01.jpg","27.33.11.0","8536 50 07"]
[2777,"ŁP-2WS/45","Łącznik dwugrupowy świecznikowy z podświetleniem niebieskim\r\n",26.64,1,"szt","PLN","23%","",10,null,null,null,null,"5907577473426",null,null,"KIER",null,null,"",null,10,null,"https://www.ospel.pl/sites/all/pliki/import/image/podtynk/kier/satyna/lp-2ws_45.jpg","",null,"10AX/250~, IP-20 zaciski gwintowe","","",null,null,null,"SATYNA LIGHT",null,"0.071 kg","82 mm","88 mm","26 mm",null,null,"2024-06-04",null,"","https://www.ospel.pl/sites/all/pliki/import/image/podtynk/kier/satyna/lp-2ws_45.jpg","27.33.11.0","8536 50 07"]
[2778,"ŁP-2WS/52","Łącznik dwugrupowy świecznikowy z podświetleniem niebieskim\r\n",26.64,1,"szt","PLN","23%","",10,null,null,null,null,"5907577473990",null,null,"KIER",null,null,"",null,10,null,"https://www.ospel.pl/sites/all/pliki/import/image/podtynk/kier/braz/lp-2ws_52.jpg","",null,"10AX/250~, IP-20 zaciski gwintowe","","",null,null,null,"BRĄZOWY METALIK",null,"0.071 kg","82 mm","88 mm","26 mm",null,null,"2024-06-04",null,"","https://www.ospel.pl/sites/all/pliki/import/image/podtynk/kier/braz/lp-2ws_52.jpg","27.33.11.0","8536 50 07"]
[2789,"ŁP-4W/45","Łącznik krzyżowy",26.39,1,"szt","PLN","23%","",5,null,null,null,null,"5907577473457",null,null,"KIER",null,null,"",null,5,null,"https://www.ospel.pl/sites/all/pliki/import/image/podtynk/kier/satyna/lp-4w_45.jpg","",null,"10AX/250~, IP-20 zaciski gwintowe","","",null,null,null,"SATYNA LIGHT",null,"0.074 kg","82 mm","88 mm","26 mm",null,null,"2024-06-04",null,"","https://www.ospel.pl/sites/all/pliki/import/image/podtynk/kier/satyna/lp-4w_45.jpg","27.33.11.0","8536 50 07"]
[2799,"ŁP-5WS/00","Łącznik zwierny \"światło\" z podświetleniem pomarańczowym",22.46,1,"szt","PLN","23%","",10,null,null,null,null,"5907577462796",null,null,"KIER",null,null,"",null,10,null,"https://www.ospel.pl/sites/all/pliki/import/image/podtynk/kier/biel/lp-5ws_00.jpg","",null,"10AX/250~, IP-20 zaciski gwintowe","","",null,null,null,"BIAŁY",null,"0.066 kg","82 mm","88 mm","26 mm",null,null,"2024-06-04",null,"","https://www.ospel.pl/sites/all/pliki/import/image/podtynk/kier/biel/lp-5ws_00.jpg","27.33.11.0","8536 50 07"]
[2804,"ŁP-6W/01","Łącznik zwierny \"dzwonek\"",15.59,1,"szt","PLN","23%","",10,null,null,null,null,"5907577470609",null,null,"KIER",null,null,"",null,10,null,"https://www.ospel.pl/sites/all/pliki/import/image/podtynk/kier/bez/lp-6w_01.jpg","",null,"10AX/250~, IP-20 zaciski gwintowe","","",null,null,null,"BEŻOWY",null,"0.064 kg","82 mm","88 mm","26 mm",null,null,"2024-06-04",null,"","https://www.ospel.pl/sites/all/pliki/import/image/podtynk/kier/bez/lp-6w_01.jpg","27.33.11.0","8536 50 07"]
[2812,"ŁP-7W/01","Łącznik żaluzjowy, zwierny",23.08,1,"szt","PLN","23%","",10,null,null,null,null,"5907577470623",null,null,"KIER",null,null,"",null,10,null,"https://www.ospel.pl/sites/all/pliki/import/image/podtynk/kier/bez/lp-7w_01.jpg","",null,"10AX/250~, IP-20 zaciski gwintowe","","",null,null,null,"BEŻOWY",null,"0.071 kg","82 mm","88 mm","26 mm",null,null,"2024-06-04",null,"","https://www.ospel.pl/sites/all/pliki/import/image/podtynk/kier/bez/lp-7w_01.jpg","27.33.11.0","8536 50 07"]
[2814,"ŁP-7W/52","Łącznik żaluzjowy, zwierny",28.96,1,"szt","PLN","23%","",5,null,null,null,null,"5907577474089",null,null,"KIER",null,null,"",null,5,null,"https://www.ospel.pl/sites/all/pliki/import/image/podtynk/kier/braz/lp-7w_52.jpg","",null,"10AX/250~, IP-20 zaciski gwintowe","","",null,null,null,"BRĄZOWY METALIK",null,"0.071 kg","82 mm","88 mm","26 mm",null,null,"2024-06-04",null,"","https://www.ospel.pl/sites/all/pliki/import/image/podtynk/kier/braz/lp-7w_52.jpg","27.33.11.0","8536 50 07"]
[2826,"ŁP-7WS/52","Łącznik żaluzjowy, zwierny, z podświetleniem niebieskim",32.020000000000003,1,"szt","PLN","23%","",5,null,null,null,null,"5907577474096",null,null,"KIER",null,null,"",null,5,null,"https://www.ospel.pl/sites/all/pliki/import/image/podtynk/kier/braz/lp-7ws_52.jpg","",null,"10AX/250~, IP-20 zaciski gwintowe","","",null,null,null,"BRĄZOWY METALIK",null,"0.073 kg","82 mm","88 mm","26 mm",null,null,"2024-06-04",null,"","https://www.ospel.pl/sites/all/pliki/import/image/podtynk/kier/braz/lp-7ws_52.jpg","27.33.11.0","8536 50 07"]
[2834,"ŁP-8WL2/52","Ściemniacz uniwersalny do obciążenia żarowego, halogenowego oraz LED",183.45,1,"szt","PLN","23%","",5,null,null,null,null,"5907577478674",null,null,"KIER",null,null,"",null,5,null,"https://www.ospel.pl/sites/all/pliki/import/image/podtynk/kier/braz/lp-8w_52.jpg","",null,"LED 0-100W, GLS 10-250W, 230V~50Hz","","",null,null,null,"BRĄZOWY METALIK",null,"0.093 kg","82 mm","88 mm","31 mm",null,null,"2024-06-04",null,"","https://www.ospel.pl/sites/all/pliki/import/image/podtynk/kier/braz/lp-8w_52.jpg","27.33.11.0","8536 50 05"]
[2842,"PNP-W/52","Puszka instalacyjna do serii Kier",10.050000000000001,1,"szt","PLN","23%","",5,null,null,null,null,"5907577474522",null,null,"KIER",null,null,"",null,5,null,"https://www.ospel.pl/sites/all/pliki/import/image/podtynk/kier/braz/pnp-w_52.jpg","",null,"Wysokość 35mm","","",null,null,null,"BRĄZOWY METALIK",null,"0.047 kg","82 mm","85 mm","",null,null,"2024-06-04",null,"","https://www.ospel.pl/sites/all/pliki/import/image/podtynk/kier/braz/pnp-w_52.jpg","27.33.13.0","8536 90 01"]
[2847,"GNH-2LZ/00/d","Gniazdo podwójne z uziemieniem wieczko przezroczyste",28.72,1,"szt","PLN","23%","",30,null,null,null,null,"5907577408688",null,null,"LAMBDA",null,null,"",null,30,null,"https://www.ospel.pl/sites/all/pliki/import/image/natynk/lambda/gnh-2lz_00_d.jpg","",null,"","","",null,null,null,"BIAŁY",null,"","","","",null,null,"2024-06-04",null,"","https://www.ospel.pl/sites/all/pliki/import/image/natynk/lambda/gnh-2lz_00_d.jpg","27.33.13.0","8536 69 90"]
[2856,"ŁNH-6L/00","Łącznik zwierny \"dzwonek\"",18.53,1,"szt","PLN","23%","",10,null,null,null,null,"5907577400262",null,null,"LAMBDA",null,null,"",null,10,null,"https://www.ospel.pl/sites/all/pliki/import/image/natynk/lambda/lnh-6l.jpg","",null,"","","",null,null,null,"BIAŁY",null,"","85 mm","67 mm","",null,null,"2024-06-04",null,"https://www.ospel.pl/sites/all/pliki/import/image/schematy/lacznik_zwierny_dzwonek.jpg","https://www.ospel.pl/sites/all/pliki/import/image/natynk/lambda/lnh-6l.jpg","27.33.11.0","8536 50 07"]
[2861,"GNH-1NSP/00/w","Gniazdo pojedyncze z uziemieniem schuko z przesłonami torów prądowych wieczko w kolorze wyrobu",20.5,1,"szt","PLN","23%","",10,null,null,null,null,"5907577450694",null,null,"MADERA",null,null,"",null,10,null,"https://www.ospel.pl/sites/all/pliki/import/image/natynk/madera/gnh-1nz_00_w.jpg","",null,"16A/250~, IP-44, zaciski gwintowe","","",null,null,null,"BIAŁY",null,"0.0960 kg","70 mm","65 mm","",null,null,"2024-06-04",null,"","https://www.ospel.pl/sites/all/pliki/import/image/natynk/madera/gnh-1nz_00_w.jpg","27.33.13.0","8536 69 90"]
[2869,"GNH-2NSP/00/w","Gniazdo podwójne z uziemieniem schuko z przesłonami torów prądowych wieczko w kolorze wyrobu",43.68,1,"szt","PLN","23%","",5,null,null,null,null,"5907577450731",null,null,"MADERA",null,null,"",null,5,null,"https://www.ospel.pl/sites/all/pliki/import/image/natynk/madera/gnh-2ns_00_w.jpg","",null,"16A/250~, IP-44, zaciski gwintowe","","",null,null,null,"BIAŁY",null,"0.1870 kg","70 mm","130 mm","",null,null,"2024-06-04",null,"","https://www.ospel.pl/sites/all/pliki/import/image/natynk/madera/gnh-2ns_00_w.jpg","27.33.13.0","8536 69 90"]
[2872,"GNH-2NZP/00/d","Gniazdo podwójne z uziemieniem z przesłonami torów prądowych wieczko przezroczyste",28.23,1,"szt","PLN","23%","",5,null,null,null,null,"5907577450526",null,null,"MADERA",null,null,"",null,5,null,"https://www.ospel.pl/sites/all/pliki/import/image/natynk/madera/gnh-2nzp_00_d.jpg","",null,"16A/250~, IP-44, zaciski gwintowe","","",null,null,null,"BIAŁY",null,"","","","",null,null,"2024-06-04",null,"","https://www.ospel.pl/sites/all/pliki/import/image/natynk/madera/gnh-2nzp_00_d.jpg","27.33.13.0","8536 69 90"]
[2883,"ŁNH-11NS/00","Łącznik dwubiegunowy z podświetleniem pomarańczowym",24.67,1,"szt","PLN","23%","",10,null,null,null,null,"5907577450458",null,null,"MADERA",null,null,"",null,10,null,"https://www.ospel.pl/sites/all/pliki/import/image/natynk/madera/lnh-11ns_00.jpg","",null,"10AX/250~, IP-44 zaciski gwintowe","","",null,null,null,"BIAŁY",null,"0.088 kg","70 mm","65 mm","",null,null,"2024-06-04",null,"","https://www.ospel.pl/sites/all/pliki/import/image/natynk/madera/lnh-11ns_00.jpg","27.33.11.0","8536 50 07"]
[2891,"ŁNH-4NS/00","Łącznik krzyżowy z podświetleniem pomarańczowym",29.95,1,"szt","PLN","23%","",10,null,null,null,null,"5907577450403",null,null,"MADERA",null,null,"",null,10,null,"https://www.ospel.pl/sites/all/pliki/import/image/natynk/madera/lnh-4ns_00.jpg","",null,"10AX/250~, IP-44 zaciski gwintowe","","",null,null,null,"BIAŁY",null,"0.089 kg","70 mm","65 mm","",null,null,"2024-06-04",null,"","https://www.ospel.pl/sites/all/pliki/import/image/natynk/madera/lnh-4ns_00.jpg","27.33.11.0","8536 50 07"]
[2897,"ŁNH-7NS/00","Łącznik żaluzjowy, zwierny, z podświetleniem pomarańczowym",29.09,1,"szt","PLN","23%","",10,null,null,null,null,"5907577450434",null,null,"MADERA",null,null,"",null,10,null,"https://www.ospel.pl/sites/all/pliki/import/image/natynk/madera/lnh-7ns_00.jpg","",null,"10AX/250~, IP-44 zaciski gwintowe","","",null,null,null,"BIAŁY",null,"0.085 kg","70 mm","65 mm","",null,null,"2024-06-04",null,"","https://www.ospel.pl/sites/all/pliki/import/image/natynk/madera/lnh-7ns_00.jpg","27.33.11.0","8536 50 07"]
[2905,"ZH-NŁ2SG/00/w","Zestaw Łącznik dwugrupowy świecznikowy z podświetleniem + Gniazdo pojedyncze wieczko w kolorze wyrobu",37.67,1,"szt","PLN","23%","",5,null,null,null,null,"5907577450656",null,null,"MADERA",null,null,"",null,5,null,"https://www.ospel.pl/sites/all/pliki/import/image/natynk/madera/zh-nl2sg_00_w.jpg","",null,"10AX/16A/250~, IP-44 zaciski gwintowe","","",null,null,null,"BIAŁY",null,"0.1600 kg","70 mm","130 mm","",null,null,"2024-06-04",null,"","https://www.ospel.pl/sites/all/pliki/import/image/natynk/madera/zh-nl2sg_00_w.jpg","27.33.13.0","8536 49 00"]
[2913,"MG-HDMIP","Moduł gniazda HDMI prosty",65.760000000000005,1,"szt","PLN","23%","",10,null,null,null,null,"5907577480806",null,null,"MODUŁY TELEINFORMATYCZNE",null,null,"",null,10,null,"https://www.ospel.pl/sites/all/pliki/import/image/podtynk/modul_komp/hdmi.jpg","",null,"","","",null,null,null,"",null,"","","","",null,null,"2024-06-04",null,"","https://www.ospel.pl/sites/all/pliki/import/image/podtynk/modul_komp/hdmi.jpg","26.30.30.0","8517 18 00"]
[2918,"MG-VGA","Moduł gniazda VGA",18.41,1,"szt","PLN","23%","",20,null,null,null,null,"5907577497545",null,null,"MODUŁY TELEINFORMATYCZNE",null,null,"",null,20,null,"https://www.ospel.pl/sites/all/pliki/import/image/podtynk/modul_komp/mg-vga.jpg","",null,"","","",null,null,null,"",null,"","","","",null,null,"2024-06-04",null,"","https://www.ospel.pl/sites/all/pliki/import/image/podtynk/modul_komp/mg-vga.jpg","27.33.13.0","8517 18 00"]
[2930,"MGS-1SC","Moduł gniazda światłowodowego typu SC",26.63,1,"szt","PLN","23%","",10,null,null,null,null,"5907577497347",null,null,"MODUŁY TELEINFORMATYCZNE",null,null,"",null,10,null,"https://www.ospel.pl/sites/all/pliki/import/image/podtynk/modul_komp/mgs-1sc.jpg","",null,"","","",null,null,null,"",null,"","","","",null,null,"2024-06-04",null,"","https://www.ospel.pl/sites/all/pliki/import/image/podtynk/modul_komp/mgs-1sc.jpg","26.30.30.0","8517 18 00"]
[2935,"ONH-4B5","Odgałęźnik instalacyjny",32,1,"szt","PLN","23%","",20,null,null,null,null,"5907577410339",null,null,"ODGAŁĘŹNIKI HERMETYCZNE",null,null,"",null,20,null,"https://www.ospel.pl/sites/all/pliki/import/image/puszki-odgalezniki/hermetyczne/onh-4b5.jpg","",null,"400V, IP-67, dławnice gwintowe","","",null,null,null,"",null,"","","","",null,null,"2024-06-04",null,"","https://www.ospel.pl/sites/all/pliki/import/image/puszki-odgalezniki/hermetyczne/onh-4b5.jpg","27.33.13.0","8536 90 01"]
[2940,"OS/24","Osłona ściany",3.16,1,"szt","PLN","23%","",0,null,null,null,null,"5907559802893",null,null,"OSŁONA ŚCIANY",null,null,"",null,0,null,"https://www.ospel.pl/sites/all/pliki/import/image/akcesoria/tlo_24.jpg","",null,"","","",null,null,null,"BRĄZOWY",null,"","","","",null,null,"2024-06-04",null,"","https://www.ospel.pl/sites/all/pliki/import/image/akcesoria/tlo_24.jpg","22.23.19.0","8536 90 01"]
[2948,"GK-1ZD/22","Gniazdo pojedyncze z uziemieniem DATA",17.8,1,"szt","PLN","23%","",10,null,null,null,null,"5907577473112",null,null,"OSPEL45",null,null,"",null,10,null,"https://www.ospel.pl/sites/all/pliki/import/image/podtynk/ospel45/gk-1zd_22.jpg","",null,"16A/250~, IP-20, zaciski gwintowe","","",null,null,null,"CZERWONY",null,"","45 mm","45 mm","38 mm",null,null,"2024-06-04",null,"","https://www.ospel.pl/sites/all/pliki/import/image/podtynk/ospel45/gk-1zd_22.jpg","27.33.13.0","8536 69 90"]
[2955,"GKG-1/46","Gniazdo głośnikowe pojedyncze",34.39,1,"szt","PLN","23%","",10,null,null,null,null,"5907577477332",null,null,"OSPEL45",null,null,"",null,10,null,"https://www.ospel.pl/sites/all/pliki/import/image/podtynk/ospel45/gkg-1_46.jpg","",null,"","","",null,null,null,"BIAŁY CIEPŁY ",null,"","45 mm","22.5 mm","17 mm",null,null,"2024-06-04",null,"","https://www.ospel.pl/sites/all/pliki/import/image/podtynk/ospel45/gkg-1_46.jpg","26.40.52.0","8517 18 00"]
[2962,"ŁK-3/46","Łącznik schodowy",17.920000000000002,1,"szt","PLN","23%","",10,null,null,null,null,"5907577462475",null,null,"OSPEL45",null,null,"",null,10,null,"https://www.ospel.pl/sites/all/pliki/import/image/podtynk/ospel45/lk-1_46.jpg","",null,"10AX/250V, IP-20 zaciski gwintowe","","",null,null,null,"BIAŁY CIEPŁY ",null,"0.024 kg","45 mm","22.5 mm","47 mm",null,null,"2024-06-04",null,"","https://www.ospel.pl/sites/all/pliki/import/image/podtynk/ospel45/lk-1_46.jpg","27.33.11.0","8536 50 07"]
[2970,"ŁW-2P/00","Łącznik dwugrupowy świecznikowy",14.36,1,"szt","PLN","23%","",20,null,null,null,null,"5907577408237",null,null,"PI",null,null,"",null,20,null,"https://www.ospel.pl/sites/all/pliki/import/image/natynk/pi/lw-2p.jpg","",null,"6A/250~, IP-20, zaciski gwintowe","","",null,null,null,"BIAŁY",null,"0.029 kg","71.5 mm","64 mm","",null,null,"2024-06-04",null,"https://www.ospel.pl/sites/all/pliki/import/image/schematy/lacznik_swiecznikowy.jpg","https://www.ospel.pl/sites/all/pliki/import/image/natynk/pi/lw-2p.jpg","27.33.11.0","8536 50 07"]
[2975,"PWP-3P/00","Puszka 3-zaciskowa do wyrobów z serii Pi",12.65,1,"szt","PLN","23%","",40,null,null,null,null,"5907577405199",null,null,"PI",null,null,"",null,40,null,"https://www.ospel.pl/sites/all/pliki/import/image/natynk/pi/pwp-3p.jpg","",null,"250V, IP-20","","",null,null,null,"BIAŁY",null,"","71.5 mm","64 mm","",null,null,"2024-06-04",null,"","https://www.ospel.pl/sites/all/pliki/import/image/natynk/pi/pwp-3p.jpg","27.33.13.0","8536 90 01"]
[2988,"RKI-16B/25","Rura karbowana instalacyjna 750N średnica zewnętrzna 16mm",1.48,1,"mb","PLN","23%","",25,null,null,null,null,"5907577476915",null,null,"RURY ELEKTROINSTALACYJNE I KARBOWANE",null,null,"",null,25,null,"https://www.ospel.pl/sites/all/pliki/import/image/akcesoria/rki-11.jpg","",null,"16mm/10mm; 750N; -5°C/+60°","","",null,null,null,"SZARY",null,"1.41 kg","","","",null,null,"2024-06-04",null,"","https://www.ospel.pl/sites/all/pliki/import/image/akcesoria/rki-11.jpg","22.21.21.0","3917 23 90"]
[2989,"RKI-16B/50","Rura karbowana instalacyjna 750N średnica zewnętrzna 16mm",1.48,1,"mb","PLN","23%","",50,null,null,null,null,"5907577473341",null,null,"RURY ELEKTROINSTALACYJNE I KARBOWANE",null,null,"",null,50,null,"https://www.ospel.pl/sites/all/pliki/import/image/akcesoria/rki-11.jpg","",null,"16mm/10mm; 750N; -5°C/+60°","","",null,null,null,"SZARY",null,"2.81 kg","","","",null,null,"2024-06-04",null,"","https://www.ospel.pl/sites/all/pliki/import/image/akcesoria/rki-11.jpg","22.21.21.0","3917 23 90"]
[2997,"RKI-20B/50","Rura karbowana instalacyjna 750N średnica zewnętrzna 20mm",2.04,1,"mb","PLN","23%","",50,null,null,null,null,"5907577473358",null,null,"RURY ELEKTROINSTALACYJNE I KARBOWANE",null,null,"",null,50,null,"https://www.ospel.pl/sites/all/pliki/import/image/akcesoria/rki-11.jpg","",null,"20mm/14mm; 750N; -5°C/+60°","","",null,null,null,"SZARY",null,"3.81 kg","","","",null,null,"2024-06-04",null,"","https://www.ospel.pl/sites/all/pliki/import/image/akcesoria/rki-11.jpg","22.21.21.0","3917 23 90"]
[3005,"RKI-25B/50","Rura karbowana instalacyjna 750N średnica zewnętrzna 25mm",2.39,1,"mb","PLN","23%","",50,null,null,null,null,"5907577473365",null,null,"RURY ELEKTROINSTALACYJNE I KARBOWANE",null,null,"",null,50,null,"https://www.ospel.pl/sites/all/pliki/import/image/akcesoria/rki-11.jpg","",null,"25mm/18mm; 750N; -5°C/+60°","","",null,null,null,"SZARY",null,"4.76 kg","","","",null,null,"2024-06-04",null,"","https://www.ospel.pl/sites/all/pliki/import/image/akcesoria/rki-11.jpg","22.21.21.0","3917 23 90"]
[3011,"RKI-32BP/25","Rura karbowana instalacyjna 750N z pilotem średnica zewnętrzna 32mm",4.2699999999999996,1,"mb","PLN","23%","",25,null,null,null,null,"5907577477073",null,null,"RURY ELEKTROINSTALACYJNE I KARBOWANE",null,null,"",null,25,null,"https://www.ospel.pl/sites/all/pliki/import/image/akcesoria/rki-11.jpg","",null,"32mm/24mm; 750N; -5°C/+60°","","",null,null,null,"SZARY",null,"3.60 kg","","","",null,null,"2024-06-04",null,"","https://www.ospel.pl/sites/all/pliki/import/image/akcesoria/rki-11.jpg","22.21.21.0","3917 23 90"]
[3019,"AP45-1R/m/75","Adapter podtynkowy systemu OSPEL 45 do serii Sonata",14.48,1,"szt","PLN","23%","",4,null,null,null,null,"5906729024332",null,null,"SONATA",null,null,"",null,4,null,"https://www.ospel.pl/sites/all/pliki/import/image/podtynk/sonata/bialy/ap45-1r_m_00.jpg","",null,"","","",null,null,null,"BIAŁY MAT",null,"0,04 kg","75 mm","75 mm","20 mm",null,null,"2024-06-04",null,"","https://www.ospel.pl/sites/all/pliki/import/image/podtynk/sonata/bialy/ap45-1r_m_00.jpg","26.40.52.0","8536 90 01"]
[3027,"GG-2R/m/00","Gniazdo głośnikowe podwójne",48.05,1,"szt","PLN","23%","",10,null,null,null,null,"5907577444501",null,null,"SONATA",null,null,"",null,10,null,"https://www.ospel.pl/sites/all/pliki/import/image/podtynk/sonata/bialy/gg-2r_m_00.jpg","https://www.ospel.pl/sites/all/pliki/import/image/rysunki/sonata/gniazda_glosnikowe_podwojne.jpg",null,"Przyłączalność przewodów 0,75mm2","","",null,null,null,"BIAŁY",null,"0.0525 kg","71 mm","71 mm","20 mm",null,null,"2024-06-04",null,"","https://www.ospel.pl/sites/all/pliki/import/image/podtynk/sonata/bialy/gg-2r_m_00.jpg","26.40.52.0","8517 18 00"]
[3038,"GGN-1R/m/39","Gniazdo głośnikowe pojedyncze",46.66,1,"szt","PLN","23%","",4,null,null,null,null,"5907577477677",null,null,"SONATA",null,null,"",null,4,null,"https://www.ospel.pl/sites/all/pliki/import/image/podtynk/sonata/szampan_zloty/ggn-1r_m_39.jpg","",null,"Przyłączalność przewodów 6mm2","","",null,null,null,"SZAMPAŃSKI ZŁOTY",null,"0.055 kg","71 mm","71 mm","22 mm",null,null,"2024-06-04",null,"","https://www.ospel.pl/sites/all/pliki/import/image/podtynk/sonata/szampan_zloty/ggn-1r_m_39.jpg","26.40.52.0","8517 18 00"]
[3041,"GP-1R/m/00","Gniazdo pojedyncze",18.77,1,"szt","PLN","23%","",10,null,null,null,null,"5907577444266",null,null,"SONATA",null,null,"",null,10,null,"https://www.ospel.pl/sites/all/pliki/import/image/podtynk/sonata/bialy/gp-1r_m_00.jpg","https://www.ospel.pl/sites/all/pliki/import/image/rysunki/sonata/gniazda_pojedyncze_bk.jpg",null,"16A/250~, IP-20, zaciski gwintowe","","",null,null,null,"BIAŁY",null,"0.0665 kg","71 mm","71 mm","24 mm",null,null,"2024-06-04",null,"","https://www.ospel.pl/sites/all/pliki/import/image/podtynk/sonata/bialy/gp-1r_m_00.jpg","27.33.13.0","8536 69 90"]
[3053,"GP-1RP/m/40","Gniazdo pojedyncze z przesłonami torów prądowych",26.64,1,"szt","PLN","23%","",4,null,null,null,null,"5907577448653",null,null,"SONATA",null,null,"",null,4,null,"https://www.ospel.pl/sites/all/pliki/import/image/podtynk/sonata/czek_metalik/gp-1rp_m_40.jpg","",null,"16A/250~, IP-20, zaciski gwintowe","","",null,null,null,"CZEKOLADOWY METALIK",null,"0.0665 kg","71 mm","71 mm","24 mm",null,null,"2024-06-04",null,"","https://www.ospel.pl/sites/all/pliki/import/image/podtynk/sonata/czek_metalik/gp-1rp_m_40.jpg","27.33.13.0","8536 69 90"]
[3054,"GP-1RP/m/75","Gniazdo pojedyncze z przesłonami torów prądowych",26.64,1,"szt","PLN","23%","",4,null,null,null,null,"5906729023861",null,null,"SONATA",null,null,"",null,4,null,"https://www.ospel.pl/sites/all/pliki/import/image/podtynk/sonata/bialy/gp-1rp_m_00.jpg","",null,"16A/250~, IP-20, zaciski gwintowe","","",null,null,null,"BIAŁY MAT",null,"0,0665 kg","71 mm","71 mm","24 mm",null,null,"2024-06-04",null,"","https://www.ospel.pl/sites/all/pliki/import/image/podtynk/sonata/bialy/gp-1rp_m_00.jpg","27.33.13.0","8536 69 90"]
[3063,"GP-1RSP/m/27","Gniazdo pojedyncze z uziemieniem schuko z przesłonami torów prądowych",22.83,1,"szt","PLN","23%","",10,null,null,null,null,"5907577445607",null,null,"SONATA",null,null,"",null,10,null,"https://www.ospel.pl/sites/all/pliki/import/image/podtynk/sonata/ecru/gp-1rsp_m_27.jpg","",null,"16A/250~, IP-20, zaciski gwintowe","","",null,null,null,"ECRU",null,"0.074 kg","71 mm","71 mm","27 mm",null,null,"2024-06-04",null,"","https://www.ospel.pl/sites/all/pliki/import/image/podtynk/sonata/ecru/gp-1rsp_m_27.jpg","27.33.13.0","8536 69 90"]
[3075,"GP-1RSPUSB/m/75","Gniazdo pojedyncze z uziemieniem schuko z przesłonami torów prądowych, z ładowarką USB",121.85,1,"szt","PLN","23%","",5,null,null,null,null,"5906729016498",null,null,"SONATA",null,null,"",null,5,null,"https://www.ospel.pl/sites/all/pliki/import/image/podtynk/sonata/bialy/gp-1rspusb_m_00.jpg","",null,"16A/230~,USB 5V/2,1A, IP-20, zac.bezgw.","","",null,null,null,"BIAŁY MAT",null,"0,1035 kg","73 mm","73 mm","35 mm",null,null,"2024-06-04",null,"","https://www.ospel.pl/sites/all/pliki/import/image/podtynk/sonata/bialy/gp-1rspusb_m_00.jpg","27.33.13.0","8536 69 90"]
[3076,"GP-1RZ/m/00","Gniazdo pojedyncze z uziemieniem",20.62,1,"szt","PLN","23%","",10,null,null,null,null,"5907577444273",null,null,"SONATA",null,null,"",null,10,null,"https://www.ospel.pl/sites/all/pliki/import/image/podtynk/sonata/bialy/gp-1rz_m_00.jpg","https://www.ospel.pl/sites/all/pliki/import/image/rysunki/sonata/gniazda_pojedyncze_ip20.jpg",null,"16A/250~, IP-20, zaciski gwintowe","","",null,null,null,"BIAŁY",null,"0.0735 kg","71 mm","71 mm","24 mm",null,null,"2024-06-04",null,"","https://www.ospel.pl/sites/all/pliki/import/image/podtynk/sonata/bialy/gp-1rz_m_00.jpg","27.33.13.0","8536 69 90"]
[3084,"GP-1RZDP/m/00","Gniazdo pojedyncze z uziemieniem DATA z przesłonami torów prądowych",22.09,1,"szt","PLN","23%","",10,null,null,null,null,"5907577445362",null,null,"SONATA",null,null,"",null,10,null,"https://www.ospel.pl/sites/all/pliki/import/image/podtynk/sonata/bialy/gp-1rzdp_m_00.jpg","",null,"16A/250~, IP-20, zaciski gwintowe","","",null,null,null,"CZERWONY",null,"0.0745 kg","71 mm","71 mm","27 mm",null,null,"2024-06-04",null,"","https://www.ospel.pl/sites/all/pliki/import/image/podtynk/sonata/bialy/gp-1rzdp_m_00.jpg","27.33.13.0","8536 69 90"]
[3096,"GP-1RZPUSB/m/38","Gniazdo pojedyncze z uziemieniem z przesłonami torów prądowych, z ładowarką USB",118.67,1,"szt","PLN","23%","",5,null,null,null,null,"5907577494810",null,null,"SONATA",null,null,"",null,5,null,"https://www.ospel.pl/sites/all/pliki/import/image/podtynk/sonata/srebro_mat/gp-1rzpusb_m_38.jpg","",null,"16A/230~,USB 5V/2,1A, IP-20, zac.bezgw.","","",null,null,null,"SREBRO MAT",null,"0.104 kg","73 mm","73 mm","35 mm",null,null,"2024-06-04",null,"","https://www.ospel.pl/sites/all/pliki/import/image/podtynk/sonata/srebro_mat/gp-1rzpusb_m_38.jpg","27.33.13.0","8536 69 90"]
[3098,"GP-1RZPUSB/m/40","Gniazdo pojedyncze z uziemieniem z przesłonami torów prądowych, z ładowarką USB",118.67,1,"szt","PLN","23%","",5,null,null,null,null,"5907577494834",null,null,"SONATA",null,null,"",null,5,null,"https://www.ospel.pl/sites/all/pliki/import/image/podtynk/sonata/czek_metalik/gp-1rzpusb_m_40.jpg","",null,"16A/230~,USB 5V/2,1A, IP-20, zac.bezgw.","","",null,null,null,"CZEKOLADOWY METALIK",null,"0.104 kg","73 mm","73 mm","35 mm",null,null,"2024-06-04",null,"","https://www.ospel.pl/sites/all/pliki/import/image/podtynk/sonata/czek_metalik/gp-1rzpusb_m_40.jpg","27.33.13.0","8536 69 90"]
[3110,"GP-2RC/38","Gniazdo podwójne z uziemieniem z funkcją niezamienności faz, kompletne z ramką",34.979999999999997,1,"szt","PLN","23%","",5,null,null,null,null,"5907577449179",null,null,"SONATA",null,null,"",null,5,null,"https://www.ospel.pl/sites/all/pliki/import/image/podtynk/sonata/srebro_mat/gp-2rc_38.jpg","",null,"16A/250~, IP-20, zaciski gwintowe","","",null,null,null,"SREBRO MAT",null,"0.0945 kg","90 mm","84 mm","23 mm",null,null,"2024-06-04",null,"","https://www.ospel.pl/sites/all/pliki/import/image/podtynk/sonata/srebro_mat/gp-2rc_38.jpg","27.33.13.0","8536 69 90"]
[3113,"GP-2RC/75","Gniazdo podwójne z uziemieniem z funkcją niezamienności faz, kompletne z ramką",34.979999999999997,1,"szt","PLN","23%","",5,null,null,null,null,"5906729024066",null,null,"SONATA",null,null,"",null,5,null,"https://www.ospel.pl/sites/all/pliki/import/image/podtynk/sonata/bialy/gp-2rc_00.jpg","",null,"16A/250~, IP-20, zaciski gwintowe","","",null,null,null,"BIAŁY MAT",null,"0,0945 kg","90 mm","84 mm","23 mm",null,null,"2024-06-04",null,"","https://www.ospel.pl/sites/all/pliki/import/image/podtynk/sonata/bialy/gp-2rc_00.jpg","27.33.13.0","8536 69 90"]
[3120,"GP-2RP/75","Gniazdo podwójne z przesłonami torów prądowych, kompletne z ramką",33.75,1,"szt","PLN","23%","",4,null,null,null,null,"5906729023977",null,null,"SONATA",null,null,"",null,4,null,"https://www.ospel.pl/sites/all/pliki/import/image/podtynk/sonata/bialy/gp-2rp_00.jpg","",null,"16A/250~, IP-20, zaciski gwintowe","","",null,null,null,"BIAŁY MAT",null,"0,089 kg","90 mm","84 mm","27 mm",null,null,"2024-06-04",null,"","https://www.ospel.pl/sites/all/pliki/import/image/podtynk/sonata/bialy/gp-2rp_00.jpg","27.33.13.0","8536 69 90"]
[3132,"GP-2RRP/m/39","Gniazdo podwójne z przesłonami torów prądowych, moduł bez ramki",27.74,1,"szt","PLN","23%","",4,null,null,null,null,"5907577448080",null,null,"SONATA",null,null,"",null,4,null,"https://www.ospel.pl/sites/all/pliki/import/image/podtynk/sonata/szampan_zloty/gp-2rrp_m_39.jpg","",null,"16A/250~, IP-20, zaciski gwintowe","","",null,null,null,"SZAMPAŃSKI ZŁOTY",null,"0.072 kg","71 mm","71 mm","22 mm",null,null,"2024-06-04",null,"","https://www.ospel.pl/sites/all/pliki/import/image/podtynk/sonata/szampan_zloty/gp-2rrp_m_39.jpg","27.33.13.0","8536 69 90"]
[3140,"GP-2RRZ/m/40","Gniazdo podwójne z uziemieniem moduł bez ramki",30.43,1,"szt","PLN","23%","",4,null,null,null,null,"5907577448776",null,null,"SONATA",null,null,"",null,4,null,"https://www.ospel.pl/sites/all/pliki/import/image/podtynk/sonata/czek_metalik/gp-2rrz_m_40.jpg","",null,"16A/250~, IP-20, zaciski gwintowe","","",null,null,null,"CZEKOLADOWY METALIK",null,"0.083 kg","71 mm","71 mm","22 mm",null,null,"2024-06-04",null,"","https://www.ospel.pl/sites/all/pliki/import/image/podtynk/sonata/czek_metalik/gp-2rrz_m_40.jpg","27.33.13.0","8536 69 90"]
[3146,"GP-2RRZP/m/39","Gniazdo podwójne z uziemieniem z przesłonami torów prądowych, moduł bez ramki",31.55,1,"szt","PLN","23%","",4,null,null,null,null,"5907577448103",null,null,"SONATA",null,null,"",null,4,null,"https://www.ospel.pl/sites/all/pliki/import/image/podtynk/sonata/szampan_zloty/gp-2rrzp_m_39.jpg","",null,"16A/250~, IP-20, zaciski gwintowe","","",null,null,null,"SZAMPAŃSKI ZŁOTY",null,"0.084 kg","71 mm","71 mm","22 mm",null,null,"2024-06-04",null,"","https://www.ospel.pl/sites/all/pliki/import/image/podtynk/sonata/szampan_zloty/gp-2rrzp_m_39.jpg","27.33.13.0","8536 69 90"]
[3154,"GP-2RS/40","Gniazdo podwójne z uziemieniem schuko kompletne z ramką",36.450000000000003,1,"szt","PLN","23%","",5,null,null,null,null,"5907577449841",null,null,"SONATA",null,null,"",null,5,null,"https://www.ospel.pl/sites/all/pliki/import/image/podtynk/sonata/czek_metalik/gp-2rs_40.jpg","",null,"16A/250~, IP-20, zaciski gwintowe","","",null,null,null,"CZEKOLADOWY METALIK",null,"0.094 kg","90 mm","84 mm","23 mm",null,null,"2024-06-04",null,"","https://www.ospel.pl/sites/all/pliki/import/image/podtynk/sonata/czek_metalik/gp-2rs_40.jpg","27.33.13.0","8536 69 90"]
[3162,"GP-2RSP/75","Gniazdo podwójne z uziemieniem schuko z przesłonami torów prądowych, kompletne z ramką",36.93,1,"szt","PLN","23%","",5,null,null,null,null,"5906729024035",null,null,"SONATA",null,null,"",null,5,null,"https://www.ospel.pl/sites/all/pliki/import/image/podtynk/sonata/bialy/gp-2rsp_00.jpg","",null,"16A/250~, IP-20, zaciski gwintowe","","",null,null,null,"BIAŁY MAT",null,"0,095 kg","90 mm","84 mm","23 mm",null,null,"2024-06-04",null,"","https://www.ospel.pl/sites/all/pliki/import/image/podtynk/sonata/bialy/gp-2rsp_00.jpg","27.33.13.0","8536 69 90"]
[3167,"GP-2RZ/39","Gniazdo podwójne z uziemieniem kompletne z ramką",34.85,1,"szt","PLN","23%","",4,null,null,null,null,"5907577448059",null,null,"SONATA",null,null,"",null,4,null,"https://www.ospel.pl/sites/all/pliki/import/image/podtynk/sonata/szampan_zloty/gp-2rz_39.jpg","",null,"16A/250~, IP-20, zaciski gwintowe","","",null,null,null,"SZAMPAŃSKI ZŁOTY",null,"0.0995 kg","90 mm","84 mm","27 mm",null,null,"2024-06-04",null,"","https://www.ospel.pl/sites/all/pliki/import/image/podtynk/sonata/szampan_zloty/gp-2rz_39.jpg","27.33.13.0","8536 69 90"]
[3171,"GP-2RZP/27","Gniazdo podwójne z uziemieniem z przesłonami torów prądowych, kompletne z ramką",28.1,1,"szt","PLN","23%","",10,null,null,null,null,"5907577445522",null,null,"SONATA",null,null,"",null,10,null,"https://www.ospel.pl/sites/all/pliki/import/image/podtynk/sonata/ecru/gp-2rzp_27.jpg","https://www.ospel.pl/sites/all/pliki/import/image/rysunki/sonata/gniazda_podwojne.jpg",null,"16A/250~, IP-20, zaciski gwintowe","","",null,null,null,"ECRU",null,"0.101 kg","90 mm","84 mm","27 mm",null,null,"2024-06-04",null,"","https://www.ospel.pl/sites/all/pliki/import/image/podtynk/sonata/ecru/gp-2rzp_27.jpg","27.33.13.0","8536 69 90"]
[3184,"GP-3RP/m/00","Gniazdo potrójne EURO z przesłonami torów prądowych",22.46,1,"szt","PLN","23%","",10,null,null,null,null,"5907577479169",null,null,"SONATA",null,null,"",null,10,null,"https://www.ospel.pl/sites/all/pliki/import/image/podtynk/sonata/bialy/gp-3rp_m_00.jpg","",null,"2,5A/250~, IP-20, zaciski gwintowe","","",null,null,null,"BIAŁY",null,"0.07 kg","71 mm","71 mm","27 mm",null,null,"2024-06-04",null,"","https://www.ospel.pl/sites/all/pliki/import/image/podtynk/sonata/bialy/gp-3rp_m_00.jpg","27.33.13.0","8536 69 90"]
[3189,"GP-3RP/m/40","Gniazdo potrójne EURO z przesłonami torów prądowych",29.83,1,"szt","PLN","23%","",4,null,null,null,null,"5907577479213",null,null,"SONATA",null,null,"",null,4,null,"https://www.ospel.pl/sites/all/pliki/import/image/podtynk/sonata/czek_metalik/gp-3rp_m_40.jpg","",null,"2,5A/250~, IP-20, zaciski gwintowe","","",null,null,null,"CZEKOLADOWY METALIK",null,"0.07 kg","71 mm","71 mm","27 mm",null,null,"2024-06-04",null,"","https://www.ospel.pl/sites/all/pliki/import/image/podtynk/sonata/czek_metalik/gp-3rp_m_40.jpg","27.33.13.0","8536 69 90"]
[3197,"GPA-10RP/m/39","Gniazdo RTV przelotowe 10-dB",70.28,1,"szt","PLN","23%","",4,null,null,null,null,"5907577448127",null,null,"SONATA",null,null,"",null,4,null,"https://www.ospel.pl/sites/all/pliki/import/image/podtynk/sonata/szampan_zloty/gpa-10rp_m_39.jpg","",null,"Współczynnik tłumienia 10dB","","",null,null,null,"SZAMPAŃSKI ZŁOTY",null,"0.101 kg","71 mm","71 mm","24 mm",null,null,"2024-06-04",null,"","https://www.ospel.pl/sites/all/pliki/import/image/podtynk/sonata/szampan_zloty/gpa-10rp_m_39.jpg","26.40.52.0","8517 18 00"]
[3204,"GPA-10RPZ/m/39","Gniazdo RTV zakończeniowe",70.28,1,"szt","PLN","23%","",4,null,null,null,null,"5907577448158",null,null,"SONATA",null,null,"",null,4,null,"https://www.ospel.pl/sites/all/pliki/import/image/podtynk/sonata/szampan_zloty/gpa-10rp_m_39.jpg","",null,"Współczynnik tłumienia 10dB","","",null,null,null,"SZAMPAŃSKI ZŁOTY",null,"0.101 kg","71 mm","71 mm","24 mm",null,null,"2024-06-04",null,"","https://www.ospel.pl/sites/all/pliki/import/image/podtynk/sonata/szampan_zloty/gpa-10rp_m_39.jpg","26.40.52.0","8517 18 00"]
[3211,"GPA-14RP/m/39","Gniazdo RTV przelotowe 14-dB",70.28,1,"szt","PLN","23%","",4,null,null,null,null,"5907577448134",null,null,"SONATA",null,null,"",null,4,null,"https://www.ospel.pl/sites/all/pliki/import/image/podtynk/sonata/szampan_zloty/gpa-10rp_m_39.jpg","",null,"Współczynnik tłumienia 14dB","","",null,null,null,"SZAMPAŃSKI ZŁOTY",null,"0.101 kg","71 mm","71 mm","24 mm",null,null,"2024-06-04",null,"","https://www.ospel.pl/sites/all/pliki/import/image/podtynk/sonata/szampan_zloty/gpa-10rp_m_39.jpg","26.40.52.0","8517 18 00"]
[3219,"GPA-16RP/m/40","Gniazdo RTV przelotowe 16-dB",70.28,1,"szt","PLN","23%","",4,null,null,null,null,"5907577448820",null,null,"SONATA",null,null,"",null,4,null,"https://www.ospel.pl/sites/all/pliki/import/image/podtynk/sonata/czek_metalik/gpa-10rp_m_40.jpg","",null,"Współczynnik tłumienia 16dB","","",null,null,null,"CZEKOLADOWY METALIK",null,"0.101 kg","71 mm","71 mm","24 mm",null,null,"2024-06-04",null,"","https://www.ospel.pl/sites/all/pliki/import/image/podtynk/sonata/czek_metalik/gpa-10rp_m_40.jpg","26.40.52.0","8517 18 00"]
[3221,"GPA-1RF/m/00","Gniazdo antenowe typu F pojedyncze",28.14,1,"szt","PLN","23%","",10,null,null,null,null,"5907577458690",null,null,"SONATA",null,null,"",null,10,null,"https://www.ospel.pl/sites/all/pliki/import/image/podtynk/sonata/bialy/gpa-1rf_m_00.jpg","https://www.ospel.pl/sites/all/pliki/import/image/rysunki/sonata/gniazda_antenowe_f.jpg",null,"Złącze typu F","","",null,null,null,"BIAŁY",null,"0.062 kg","71 mm","71 mm","24 mm",null,null,"2024-06-04",null,"","https://www.ospel.pl/sites/all/pliki/import/image/podtynk/sonata/bialy/gpa-1rf_m_00.jpg","26.40.52.0","8517 18 00"]
[3233,"GPA-2RF/m/40","Gniazdo antenowe typu F podwójne",36.81,1,"szt","PLN","23%","",4,null,null,null,null,"5907577455651",null,null,"SONATA",null,null,"",null,4,null,"https://www.ospel.pl/sites/all/pliki/import/image/podtynk/sonata/czek_metalik/gpa-2rf_m_40.jpg","",null,"Złącze typu F","","",null,null,null,"CZEKOLADOWY METALIK",null,"0.072 kg","71 mm","71 mm","24 mm",null,null,"2024-06-04",null,"","https://www.ospel.pl/sites/all/pliki/import/image/podtynk/sonata/czek_metalik/gpa-2rf_m_40.jpg","26.40.52.0","8517 18 00"]
[3238,"GPA-R2S/m/38","Gniazdo RTV-SAT z dwoma wyjściami SAT",114.03,1,"szt","PLN","23%","",4,null,null,null,null,"5907577447694",null,null,"SONATA",null,null,"",null,4,null,"https://www.ospel.pl/sites/all/pliki/import/image/podtynk/sonata/srebro_mat/gpa-r2s_m_38.jpg","",null,"Współczynnik tłumienia 1,5dB","","",null,null,null,"SREBRO MAT",null,"0.1085 kg","71 mm","71 mm","24 mm",null,null,"2024-06-04",null,"","https://www.ospel.pl/sites/all/pliki/import/image/podtynk/sonata/srebro_mat/gpa-r2s_m_38.jpg","26.40.52.0","8517 18 00"]
[3246,"GPA-RD/m/39","Gniazdo RTV-DATA",93.53,1,"szt","PLN","23%","",4,null,null,null,null,"5907577460044",null,null,"SONATA",null,null,"",null,4,null,"https://www.ospel.pl/sites/all/pliki/import/image/podtynk/sonata/szampan_zloty/gpa-rd_m_39.jpg","",null,"Częstotliwość toru DATA 5÷862 MHz","","",null,null,null,"SZAMPAŃSKI ZŁOTY",null,"0.128 kg","71 mm","71 mm","24 mm",null,null,"2024-06-04",null,"","https://www.ospel.pl/sites/all/pliki/import/image/podtynk/sonata/szampan_zloty/gpa-rd_m_39.jpg","26.40.52.0","8517 18 00"]
[3254,"GPA-RK/m/40","Gniazdo RTV końcowe",59.85,1,"szt","PLN","23%","",4,null,null,null,null,"5907577448844",null,null,"SONATA",null,null,"",null,4,null,"https://www.ospel.pl/sites/all/pliki/import/image/podtynk/sonata/czek_metalik/gpa-10rp_m_40.jpg","",null,"Współczynnik tłumienia 2,5-3dB","","",null,null,null,"CZEKOLADOWY METALIK",null,"0.1005 kg","71 mm","71 mm","24 mm",null,null,"2024-06-04",null,"","https://www.ospel.pl/sites/all/pliki/import/image/podtynk/sonata/czek_metalik/gpa-10rp_m_40.jpg","26.40.52.0","8517 18 00"]
[3260,"GPA-RS/m/39","Gniazdo RTV-SAT końcowe",85.67,1,"szt","PLN","23%","",4,null,null,null,null,"5907577448172",null,null,"SONATA",null,null,"",null,4,null,"https://www.ospel.pl/sites/all/pliki/import/image/podtynk/sonata/szampan_zloty/gpa-rs_m_39.jpg","",null,"Współczynnik tłumienia 1,5-2dB","","",null,null,null,"SZAMPAŃSKI ZŁOTY",null,"0.104 kg","71 mm","71 mm","24 mm",null,null,"2024-06-04",null,"","https://www.ospel.pl/sites/all/pliki/import/image/podtynk/sonata/szampan_zloty/gpa-rs_m_39.jpg","26.40.52.0","8517 18 00"]
[3268,"GPA-RSP/m/40","Gniazdo RTV-SAT przelotowe",108.01,1,"szt","PLN","23%","",4,null,null,null,null,"5907577448868",null,null,"SONATA",null,null,"",null,4,null,"https://www.ospel.pl/sites/all/pliki/import/image/podtynk/sonata/czek_metalik/gpa-rs_m_40.jpg","",null,"Współczynnik tłumienia 1,2dB","","",null,null,null,"CZEKOLADOWY METALIK",null,"0.104 kg","71 mm","71 mm","24 mm",null,null,"2024-06-04",null,"","https://www.ospel.pl/sites/all/pliki/import/image/podtynk/sonata/czek_metalik/gpa-rs_m_40.jpg","26.40.52.0","8517 18 00"]
[3276,"GPE-1R/m/75","Gniazdo ekwipotencjalne pojedyncze",86.71,1,"szt","PLN","23%","",4,null,null,null,null,"",null,null,"SONATA",null,null,"",null,4,null,"https://www.ospel.pl/sites/all/pliki/import/image/podtynk/sonata/bialy/gpe-1r_m_00.jpg","",null,"","","",null,null,null,"BIAŁY MAT",null,"0,0490 kg","71 mm","71 mm","22.5 mm",null,null,"2024-06-04",null,"","https://www.ospel.pl/sites/all/pliki/import/image/podtynk/sonata/bialy/gpe-1r_m_00.jpg","","8536 90 10"]
[3279,"GPE-2R/m/33","Gniazdo ekwipotencjalne podwójne",126.3,1,"szt","PLN","23%","",4,null,null,null,null,"5907577460846",null,null,"SONATA",null,null,"",null,4,null,"https://www.ospel.pl/sites/all/pliki/import/image/podtynk/sonata/czarny/gpe-2r_m_33.jpg","",null,"","","",null,null,null,"CZARNY METALIK",null,"0.076 kg","71 mm","71 mm","22.5 mm",null,null,"2024-06-04",null,"","https://www.ospel.pl/sites/all/pliki/import/image/podtynk/sonata/czarny/gpe-2r_m_33.jpg","","8536 90 10"]
[3290,"GPH-1RS/m/75/d","Gniazdo bryzgoszczelne z uziemieniem schuko IP-44 wieczko przezroczyste",36.32,1,"szt","PLN","23%","",4,null,null,null,null,"5906729023946",null,null,"SONATA",null,null,"",null,4,null,"https://www.ospel.pl/sites/all/pliki/import/image/podtynk/sonata/bialy/gph-1rz_m_00_d.jpg","",null,"16A/250~, IP-44, zaciski gwintowe","","",null,null,null,"BIAŁY MAT",null,"0,0875 kg","71 mm","71 mm","25 mm",null,null,"2024-06-04",null,"","https://www.ospel.pl/sites/all/pliki/import/image/podtynk/sonata/bialy/gph-1rz_m_00_d.jpg","27.33.13.0","8536 69 90"]
[3295,"GPH-1RSP/m/39/d","Gniazdo bryzgoszczelne z uziemieniem schuko IP-44 z przesłonami torów prądowych wieczko przezroczyste",37.67,1,"szt","PLN","23%","",4,null,null,null,null,"5907577449452",null,null,"SONATA",null,null,"",null,4,null,"https://www.ospel.pl/sites/all/pliki/import/image/podtynk/sonata/szampan_zloty/gph-1rsp_m_39_d.jpg","",null,"16A/250~, IP-44, zaciski gwintowe","","",null,null,null,"SZAMPAŃSKI ZŁOTY",null,"0.0885 kg","71 mm","71 mm","25 mm",null,null,"2024-06-04",null,"","https://www.ospel.pl/sites/all/pliki/import/image/podtynk/sonata/szampan_zloty/gph-1rsp_m_39_d.jpg","27.33.13.0","8536 69 90"]
[3303,"GPH-1RZ/m/38/d","Gniazdo bryzgoszczelne z uziemieniem IP-44 wieczko przezroczyste",34.25,1,"szt","PLN","23%","",4,null,null,null,null,"5907577447335",null,null,"SONATA",null,null,"",null,4,null,"https://www.ospel.pl/sites/all/pliki/import/image/podtynk/sonata/srebro_mat/gph-1rz_m_38_d.jpg","",null,"16A/250~, IP-44, zaciski gwintowe","","",null,null,null,"SREBRO MAT",null,"0.0885 kg","71 mm","71 mm","25 mm",null,null,"2024-06-04",null,"","https://www.ospel.pl/sites/all/pliki/import/image/podtynk/sonata/srebro_mat/gph-1rz_m_38_d.jpg","27.33.13.0","8536 69 90"]
[3312,"GPH-1RZP/m/38/d","Gniazdo bryzgoszczelne z uziemieniem IP-44 z przesłonami torów prądowych wieczko przezroczyste",36.700000000000003,1,"szt","PLN","23%","",4,null,null,null,null,"5907577447342",null,null,"SONATA",null,null,"",null,4,null,"https://www.ospel.pl/sites/all/pliki/import/image/podtynk/sonata/srebro_mat/gph-1rz_m_38_d.jpg","",null,"16A/250~, IP-44, zaciski gwintowe","","",null,null,null,"SREBRO MAT",null,"0.0885 kg","71 mm","71 mm","25 mm",null,null,"2024-06-04",null,"","https://www.ospel.pl/sites/all/pliki/import/image/podtynk/sonata/srebro_mat/gph-1rz_m_38_d.jpg","27.33.13.0","8536 69 90"]
[3317,"GPK-1R/K/m/27","Gniazdo komputerowe pojedyncze, kat. 5e MMC",56.39,1,"szt","PLN","23%","",10,null,null,null,null,"5907577445003",null,null,"SONATA",null,null,"",null,10,null,"https://www.ospel.pl/sites/all/pliki/import/image/podtynk/sonata/ecru/gpk-1r_k_m_27.jpg","https://www.ospel.pl/sites/all/pliki/import/image/rysunki/sonata/gniazda_t_k_1.jpg",null,"Złącze IDC","","",null,null,null,"ECRU",null,"0.059 kg","71 mm","71 mm","22 mm",null,null,"2024-06-04",null,"","https://www.ospel.pl/sites/all/pliki/import/image/podtynk/sonata/ecru/gpk-1r_k_m_27.jpg","26.30.30.0","8517 18 00"]
[3325,"GPK-1R/p/33","Obudowa gniazda pojedynczego typu Keystone prosta",16.57,1,"szt","PLN","23%","",4,null,null,null,null,"5907577462062",null,null,"SONATA",null,null,"",null,4,null,"https://www.ospel.pl/sites/all/pliki/import/image/podtynk/sonata/czarny/gpk-1r_p_33.jpg","",null,"","","",null,null,null,"CZARNY METALIK",null,"0.072 kg","71 mm","71 mm","22 mm",null,null,"2024-06-04",null,"","https://www.ospel.pl/sites/all/pliki/import/image/podtynk/sonata/czarny/gpk-1r_p_33.jpg","26.30.30.0","8517 18 00"]
[3337,"GPK-2R/K/m/00","Gniazdo komputerowe podwójne, kat. 5e MMC",90.41,1,"szt","PLN","23%","",10,null,null,null,null,"5907577444471",null,null,"SONATA",null,null,"",null,10,null,"https://www.ospel.pl/sites/all/pliki/import/image/podtynk/sonata/bialy/gpk-2r_k_m_00.jpg","https://www.ospel.pl/sites/all/pliki/import/image/rysunki/sonata/gniazda_t_k.jpg",null,"Złącze IDC","","",null,null,null,"BIAŁY",null,"0.066 kg","71 mm","71 mm","22 mm",null,null,"2024-06-04",null,"","https://www.ospel.pl/sites/all/pliki/import/image/podtynk/sonata/bialy/gpk-2r_k_m_00.jpg","26.30.30.0","8517 18 00"]
[3339,"GPK-2R/K/m/33","Gniazdo komputerowe podwójne, kat. 5e MMC",92.73,1,"szt","PLN","23%","",4,null,null,null,null,"5907577446550",null,null,"SONATA",null,null,"",null,4,null,"https://www.ospel.pl/sites/all/pliki/import/image/podtynk/sonata/czarny/gpk-2r_k_m_33.jpg","https://www.ospel.pl/sites/all/pliki/import/image/rysunki/sonata/gniazda_t_k.jpg",null,"Złącze IDC","","",null,null,null,"CZARNY METALIK",null,"0.066 kg","71 mm","71 mm","22 mm",null,null,"2024-06-04",null,"","https://www.ospel.pl/sites/all/pliki/import/image/podtynk/sonata/czarny/gpk-2r_k_m_33.jpg","26.30.30.0","8517 18 00"]
[3347,"GPK-2R/p/38","Obudowa gniazda podwójnego typu Keystone prosta",16.57,1,"szt","PLN","23%","",4,null,null,null,null,"5907577462369",null,null,"SONATA",null,null,"",null,4,null,"https://www.ospel.pl/sites/all/pliki/import/image/podtynk/sonata/srebro_mat/gpk-2r_p_38.jpg","",null,"","","",null,null,null,"SREBRO MAT",null,"0.076 kg","71 mm","71 mm","22 mm",null,null,"2024-06-04",null,"","https://www.ospel.pl/sites/all/pliki/import/image/podtynk/sonata/srebro_mat/gpk-2r_p_38.jpg","26.30.30.0","8517 18 00"]
[3352,"GPK-2RS/p/27","Obudowa gniazda podwójnego typu Keystone skośna",12.65,1,"szt","PLN","23%","",10,null,null,null,null,"5907577455323",null,null,"SONATA",null,null,"",null,10,null,"https://www.ospel.pl/sites/all/pliki/import/image/podtynk/sonata/ecru/gpk-2rs_p_27.jpg","",null,"","","",null,null,null,"ECRU",null,"0.055 kg","71 mm","71 mm","21 mm",null,null,"2024-06-04",null,"","https://www.ospel.pl/sites/all/pliki/import/image/podtynk/sonata/ecru/gpk-2rs_p_27.jpg","26.30.30.0","8517 18 00"]
[3362,"GPPK-1R/m/39","Przyłącz kablowy",36.21,1,"szt","PLN","23%","",4,null,null,null,null,"5907577477905",null,null,"SONATA",null,null,"",null,4,null,"https://www.ospel.pl/sites/all/pliki/import/image/podtynk/sonata/szampan_zloty/gppk-1r_m_39.jpg","",null,"5x4mm2 zaciski gwintowe","","",null,null,null,"SZAMPAŃSKI ZŁOTY",null,"0.08 kg","71 mm","71 mm","22 mm",null,null,"2024-06-04",null,"","https://www.ospel.pl/sites/all/pliki/import/image/podtynk/sonata/szampan_zloty/gppk-1r_m_39.jpg","27.33.13.0","8536 90 10"]
[3369,"GPT-1R/m/39","Gniazdo telefoniczne pojedyncze",45.1,1,"szt","PLN","23%","",4,null,null,null,null,"5907577448202",null,null,"SONATA",null,null,"",null,4,null,"https://www.ospel.pl/sites/all/pliki/import/image/podtynk/sonata/szampan_zloty/gpt-1r_m_39.jpg","",null,"Zaciski gwintowe","","",null,null,null,"SZAMPAŃSKI ZŁOTY",null,"0.053 kg","71 mm","71 mm","22 mm",null,null,"2024-06-04",null,"","https://www.ospel.pl/sites/all/pliki/import/image/podtynk/sonata/szampan_zloty/gpt-1r_m_39.jpg","26.30.30.0","8517 18 00"]
[3374,"GPT-2RN/m/33","Gniazdo telefoniczne podwójne niezależne",56.45,1,"szt","PLN","23%","",4,null,null,null,null,"5907577446512",null,null,"SONATA",null,null,"",null,4,null,"https://www.ospel.pl/sites/all/pliki/import/image/podtynk/sonata/czarny/gpt-2rn_m_33.jpg","https://www.ospel.pl/sites/all/pliki/import/image/rysunki/sonata/gniazda_t_k.jpg",null,"Zaciski gwintowe","","",null,null,null,"CZARNY METALIK",null,"0.055 kg","71 mm","71 mm","22 mm",null,null,"2024-06-04",null,"","https://www.ospel.pl/sites/all/pliki/import/image/podtynk/sonata/czarny/gpt-2rn_m_33.jpg","26.30.30.0","8517 18 00"]
[3382,"GPT-2RR/m/38","Gniazdo telefoniczne podwójne równoległe",56.45,1,"szt","PLN","23%","",4,null,null,null,null,"5907577447540",null,null,"SONATA",null,null,"",null,4,null,"https://www.ospel.pl/sites/all/pliki/import/image/podtynk/sonata/srebro_mat/gpt-2r_m_38.jpg","",null,"Zaciski gwintowe","","",null,null,null,"SREBRO MAT",null,"0.053 kg","71 mm","71 mm","22 mm",null,null,"2024-06-04",null,"","https://www.ospel.pl/sites/all/pliki/import/image/podtynk/sonata/srebro_mat/gpt-2r_m_38.jpg","26.30.30.0","8517 18 00"]
[3395,"ŁP-11R/m/33","Łącznik dwubiegunowy",32.65,1,"szt","PLN","23%","",4,null,null,null,null,"5907577446093",null,null,"SONATA",null,null,"",null,4,null,"https://www.ospel.pl/sites/all/pliki/import/image/podtynk/sonata/czarny/lp-11r_m_33.jpg","https://www.ospel.pl/sites/all/pliki/import/image/rysunki/sonata/lacznik_ip20.jpg",null,"16AX250~, IP-20, zaciski bezgwintowe","","",null,null,null,"CZARNY METALIK",null,"0.074 kg","71 mm","71 mm","25 mm",null,null,"2024-06-04",null,"https://www.ospel.pl/sites/all/pliki/import/image/schematy/lacznik_dwubiegunowy.jpg","https://www.ospel.pl/sites/all/pliki/import/image/podtynk/sonata/czarny/lp-11r_m_33.jpg","27.33.11.0","8536 50 07"]
[3396,"ŁP-11R/m/38","Łącznik dwubiegunowy",32.65,1,"szt","PLN","23%","",4,null,null,null,null,"5907577447168",null,null,"SONATA",null,null,"",null,4,null,"https://www.ospel.pl/sites/all/pliki/import/image/podtynk/sonata/srebro_mat/lp-11r_m_38.jpg","",null,"16AX250~, IP-20, zaciski bezgwintowe","","",null,null,null,"SREBRO MAT",null,"0.074 kg","71 mm","71 mm","25 mm",null,null,"2024-06-04",null,"https://www.ospel.pl/sites/all/pliki/import/image/schematy/lacznik_dwubiegunowy.jpg","https://www.ospel.pl/sites/all/pliki/import/image/podtynk/sonata/srebro_mat/lp-11r_m_38.jpg","27.33.11.0","8536 50 07"]
[3404,"ŁP-11RS/m/39","Łącznik dwubiegunowy z podświetleniem niebieskim",37.799999999999997,1,"szt","PLN","23%","",4,null,null,null,null,"5907577449551",null,null,"SONATA",null,null,"",null,4,null,"https://www.ospel.pl/sites/all/pliki/import/image/podtynk/sonata/szampan_zloty/lp-11rs_m_39.jpg","",null,"16AX250~, IP-20, zaciski bezgwintowe","","",null,null,null,"SZAMPAŃSKI ZŁOTY",null,"0.075 kg","71 mm","71 mm","25 mm",null,null,"2024-06-04",null,"https://www.ospel.pl/sites/all/pliki/import/image/schematy/lacznik_dwubiegunowy.jpg","https://www.ospel.pl/sites/all/pliki/import/image/podtynk/sonata/szampan_zloty/lp-11rs_m_39.jpg","27.33.11.0","8536 50 07"]
[3416,"ŁP-13R/m/33","Łącznik potrójny",47,1,"szt","PLN","23%","",4,null,null,null,null,"5907577446857",null,null,"SONATA",null,null,"",null,4,null,"https://www.ospel.pl/sites/all/pliki/import/image/podtynk/sonata/czarny/lp-13r_m_33.jpg","",null,"10AX/250~, IP-20 zaciski bezgwintowe","","",null,null,null,"CZARNY METALIK",null,"0.076 kg","71 mm","71 mm","25 mm",null,null,"2024-06-04",null,"","https://www.ospel.pl/sites/all/pliki/import/image/podtynk/sonata/czarny/lp-13r_m_33.jpg","27.33.11.0","8536 50 07"]
[3420,"ŁP-13R/m/75","Łącznik potrójny",47,1,"szt","PLN","23%","",4,null,null,null,null,"5906729014838",null,null,"SONATA",null,null,"",null,4,null,"https://www.ospel.pl/sites/all/pliki/import/image/podtynk/sonata/bialy/lp-13r_m_00.jpg","",null,"10AX/250~, IP-20 zaciski bezgwintowe","","",null,null,null,"BIAŁY MAT",null,"0,0760 kg","71 mm","71 mm","25 mm",null,null,"2024-06-04",null,"","https://www.ospel.pl/sites/all/pliki/import/image/podtynk/sonata/bialy/lp-13r_m_00.jpg","27.33.11.0","8536 50 07"]
[3426,"ŁP-13RS/m/40","Łącznik potrójny z podświetleniem niebieskim",51.65,1,"szt","PLN","23%","",4,null,null,null,null,"5907577449766",null,null,"SONATA",null,null,"",null,4,null,"https://www.ospel.pl/sites/all/pliki/import/image/podtynk/sonata/czek_metalik/lp-13rs_m_40.jpg","",null,"10AX/250~, IP-20 zaciski bezgwintowe","","",null,null,null,"CZEKOLADOWY METALIK",null,"0.077 kg","71 mm","71 mm","25 mm",null,null,"2024-06-04",null,"","https://www.ospel.pl/sites/all/pliki/import/image/podtynk/sonata/czek_metalik/lp-13rs_m_40.jpg","27.33.11.0","8536 50 07"]
[3438,"ŁP-16R/m/38","Elektroniczny czujnik ruchu",285.33,1,"szt","PLN","23%","",5,null,null,null,null,"5907577447618",null,null,"SONATA",null,null,"",null,5,null,"https://www.ospel.pl/sites/all/pliki/import/image/podtynk/sonata/srebro_mat/lp-16r_m_38.jpg","",null,"Zasięg działania do 7 metrów","","Tylko na zamówienie",null,null,null,"SREBRO MAT",null,"0.1025 kg","71 mm","71 mm","31 mm",null,null,"2024-06-04",null,"","https://www.ospel.pl/sites/all/pliki/import/image/podtynk/sonata/srebro_mat/lp-16r_m_38.jpg","27.33.11.0","8536 50 05"]
[3439,"ŁP-16R/m/39","Elektroniczny czujnik ruchu",285.33,1,"szt","PLN","23%","",5,null,null,null,null,"5907577448295",null,null,"SONATA",null,null,"",null,5,null,"https://www.ospel.pl/sites/all/pliki/import/image/podtynk/sonata/szampan_zloty/lp-16r_m_39.jpg","",null,"Zasięg działania do 7 metrów","","Tylko na zamówienie",null,null,null,"SZAMPAŃSKI ZŁOTY",null,"0.1025 kg","71 mm","71 mm","31 mm",null,null,"2024-06-04",null,"","https://www.ospel.pl/sites/all/pliki/import/image/podtynk/sonata/szampan_zloty/lp-16r_m_39.jpg","27.33.11.0","8536 50 05"]
[3453,"ŁP-19R/m/39","Łącznik podwójny krzyżowy",60.61,1,"szt","PLN","23%","",4,null,null,null,null,"5906729009292",null,null,"SONATA",null,null,"",null,4,null,"https://www.ospel.pl/sites/all/pliki/import/image/podtynk/sonata/szampan_zloty/lp-2r_m_39.jpg","",null,"10AX250~, IP-20 zaciski gwintowe","","",null,null,null,"SZAMPAŃSKI ZŁOTY",null,"","71 mm","71 mm","24 mm",null,null,"2024-06-04",null,"","https://www.ospel.pl/sites/all/pliki/import/image/podtynk/sonata/szampan_zloty/lp-2r_m_39.jpg","27.33.11.0","8536 50 07"]
[3460,"ŁP-1R/m/39","Łącznik jednobiegunowy",28.96,1,"szt","PLN","23%","",4,null,null,null,null,"5907577447779",null,null,"SONATA",null,null,"",null,4,null,"https://www.ospel.pl/sites/all/pliki/import/image/podtynk/sonata/szampan_zloty/lp-1r_m_39.jpg","",null,"16AX250~, IP-20, zaciski bezgwintowe","","",null,null,null,"SZAMPAŃSKI ZŁOTY",null,"0.067 kg","71 mm","71 mm","25 mm",null,null,"2024-06-04",null,"","https://www.ospel.pl/sites/all/pliki/import/image/podtynk/sonata/szampan_zloty/lp-1r_m_39.jpg","27.33.11.0","8536 50 07"]
[3461,"ŁP-1R/m/40","Łącznik jednobiegunowy",28.96,1,"szt","PLN","23%","",4,null,null,null,null,"5907577448455",null,null,"SONATA",null,null,"",null,4,null,"https://www.ospel.pl/sites/all/pliki/import/image/podtynk/sonata/czek_metalik/lp-1r_m_40.jpg","",null,"16AX250~, IP-20, zaciski bezgwintowe","","",null,null,null,"CZEKOLADOWY METALIK",null,"0.067 kg","71 mm","71 mm","25 mm",null,null,"2024-06-04",null,"","https://www.ospel.pl/sites/all/pliki/import/image/podtynk/sonata/czek_metalik/lp-1r_m_40.jpg","27.33.11.0","8536 50 07"]
[3470,"ŁP-21R/m/00","Łącznik zwierny",23.93,1,"szt","PLN","23%","",10,null,null,null,null,"5906729015910",null,null,"SONATA",null,null,"",null,10,null,"https://www.ospel.pl/sites/all/pliki/import/image/podtynk/sonata/bialy/lp-1r_m_00.jpg","",null,"10AX/250~, IP-20 zaciski bezgwintowe","","",null,null,null,"BIAŁY",null,"0.07 kg","71 mm","71 mm","25 mm",null,null,"2024-06-04",null,"","https://www.ospel.pl/sites/all/pliki/import/image/podtynk/sonata/bialy/lp-1r_m_00.jpg","27.33.11.0","8536 50 07"]
[3482,"ŁP-24R/m/40","Łącznik potrójny zwierny",52.89,1,"szt","PLN","23%","",4,null,null,null,null,"5906729007984",null,null,"SONATA",null,null,"",null,4,null,"https://www.ospel.pl/sites/all/pliki/import/image/podtynk/sonata/czek_metalik/lp-13r_m_40.jpg","",null,"10AX/250~, IP-20 zaciski bezgwintowe","","",null,null,null,"CZEKOLADOWY METALIK",null,"","71 mm","71 mm","25 mm",null,null,"2024-06-04",null,"","https://www.ospel.pl/sites/all/pliki/import/image/podtynk/sonata/czek_metalik/lp-13r_m_40.jpg","27.33.11.0","8536 50 07"]
[3483,"ŁP-24R/m/75","Łącznik potrójny zwierny",52.89,1,"szt","PLN","23%","",4,null,null,null,null,"5906729024448",null,null,"SONATA",null,null,"",null,4,null,"https://www.ospel.pl/sites/all/pliki/import/image/podtynk/sonata/bialy/lp-13r_m_00.jpg","",null,"10AX/250~, IP-20 zaciski bezgwintowe","","",null,null,null,"BIAŁY MAT",null,"","71 mm","71 mm","25 mm",null,null,"2024-06-04",null,"","https://www.ospel.pl/sites/all/pliki/import/image/podtynk/sonata/bialy/lp-13r_m_00.jpg","27.33.11.0","8536 50 07"]
[3495,"ŁP-2RS/m/39","Łącznik dwugrupowy świecznikowy z podświetleniem niebieskim",36.56,1,"szt","PLN","23%","",4,null,null,null,null,"5907577447908",null,null,"SONATA",null,null,"",null,4,null,"https://www.ospel.pl/sites/all/pliki/import/image/podtynk/sonata/szampan_zloty/lp-2rs_m_39.jpg","",null,"16AX250~, IP-20, zaciski bezgwintowe","","",null,null,null,"SZAMPAŃSKI ZŁOTY",null,"0.076 kg","71 mm","71 mm","25 mm",null,null,"2024-06-04",null,"","https://www.ospel.pl/sites/all/pliki/import/image/podtynk/sonata/szampan_zloty/lp-2rs_m_39.jpg","27.33.11.0","8536 50 07"]
[3503,"ŁP-3R/m/40","Łącznik schodowy",30.92,1,"szt","PLN","23%","",4,null,null,null,null,"5907577448479",null,null,"SONATA",null,null,"",null,4,null,"https://www.ospel.pl/sites/all/pliki/import/image/podtynk/sonata/czek_metalik/lp-3r_m_40.jpg","",null,"16AX250~, IP-20, zaciski bezgwintowe","","",null,null,null,"CZEKOLADOWY METALIK",null,"0.074 kg","71 mm","71 mm","25 mm",null,null,"2024-06-04",null,"","https://www.ospel.pl/sites/all/pliki/import/image/podtynk/sonata/czek_metalik/lp-3r_m_40.jpg","27.33.11.0","8536 50 07"]
[3509,"ŁP-3RS/m/39","Łącznik schodowy z podświetleniem niebieskim",36.450000000000003,1,"szt","PLN","23%","",4,null,null,null,null,"5907577447915",null,null,"SONATA",null,null,"",null,4,null,"https://www.ospel.pl/sites/all/pliki/import/image/podtynk/sonata/szampan_zloty/lp-3rs_m_39.jpg","",null,"16AX250~, IP-20, zaciski bezgwintowe","","",null,null,null,"SZAMPAŃSKI ZŁOTY",null,"0.075 kg","71 mm","71 mm","25 mm",null,null,"2024-06-04",null,"","https://www.ospel.pl/sites/all/pliki/import/image/podtynk/sonata/szampan_zloty/lp-3rs_m_39.jpg","27.33.11.0","8536 50 07"]
[3517,"ŁP-4R/m/40","Łącznik krzyżowy",37.56,1,"szt","PLN","23%","",4,null,null,null,null,"5907577448486",null,null,"SONATA",null,null,"",null,4,null,"https://www.ospel.pl/sites/all/pliki/import/image/podtynk/sonata/czek_metalik/lp-4r_m_40.jpg","",null,"16AX250~, IP-20, zaciski bezgwintowe","","",null,null,null,"CZEKOLADOWY METALIK",null,"0.079 kg","71 mm","71 mm","25 mm",null,null,"2024-06-04",null,"","https://www.ospel.pl/sites/all/pliki/import/image/podtynk/sonata/czek_metalik/lp-4r_m_40.jpg","27.33.11.0","8536 50 07"]
[3525,"ŁP-4RS/m/75","Łącznik krzyżowy z podświetleniem niebieskim",41.72,1,"szt","PLN","23%","",4,null,null,null,null,"5906729022710",null,null,"SONATA",null,null,"",null,4,null,"https://www.ospel.pl/sites/all/pliki/import/image/podtynk/sonata/bialy/lp-4rs_m_00.jpg","",null,"16AX250~, IP-20, zaciski bezgwintowe","","",null,null,null,"BIAŁY MAT",null,"0,0800 kg","71 mm","71 mm","25 mm",null,null,"2024-06-04",null,"","https://www.ospel.pl/sites/all/pliki/import/image/podtynk/sonata/bialy/lp-4rs_m_00.jpg","27.33.11.0","8536 50 07"]
[3528,"ŁP-5R/m/33","Łącznik zwierny \"światło\"",30.8,1,"szt","PLN","23%","",4,null,null,null,null,"5907577446062",null,null,"SONATA",null,null,"",null,4,null,"https://www.ospel.pl/sites/all/pliki/import/image/podtynk/sonata/czarny/lp-5r_m_33.jpg","https://www.ospel.pl/sites/all/pliki/import/image/rysunki/sonata/lacznik_ip20.jpg",null,"10AX/250~, IP-20 zaciski bezgwintowe","","",null,null,null,"CZARNY METALIK",null,"0.07 kg","71 mm","71 mm","25 mm",null,null,"2024-06-04",null,"","https://www.ospel.pl/sites/all/pliki/import/image/podtynk/sonata/czarny/lp-5r_m_33.jpg","27.33.11.0","8536 50 07"]
[3539,"ŁP-5RS/m/75","Łącznik zwierny \"światło\" z podświetleniem niebieskim",36.450000000000003,1,"szt","PLN","23%","",4,null,null,null,null,"5906729023717",null,null,"SONATA",null,null,"",null,4,null,"https://www.ospel.pl/sites/all/pliki/import/image/podtynk/sonata/bialy/lp-5rs_m_00.jpg","",null,"10AX/250~, IP-20 zaciski bezgwintowe","","",null,null,null,"BIAŁY MAT",null,"0,0710 kg","71 mm","71 mm","25 mm",null,null,"2024-06-04",null,"","https://www.ospel.pl/sites/all/pliki/import/image/podtynk/sonata/bialy/lp-5rs_m_00.jpg","27.33.11.0","8536 50 07"]
[3544,"ŁP-6R/m/39","Łącznik zwierny \"dzwonek\"",30.8,1,"szt","PLN","23%","",4,null,null,null,null,"5907577447823",null,null,"SONATA",null,null,"",null,4,null,"https://www.ospel.pl/sites/all/pliki/import/image/podtynk/sonata/szampan_zloty/lp-6r_m_39.jpg","",null,"10AX/250~, IP-20 zaciski bezgwintowe","","",null,null,null,"SZAMPAŃSKI ZŁOTY",null,"0.07 kg","71 mm","71 mm","25 mm",null,null,"2024-06-04",null,"","https://www.ospel.pl/sites/all/pliki/import/image/podtynk/sonata/szampan_zloty/lp-6r_m_39.jpg","27.33.11.0","8536 50 07"]
[3552,"ŁP-6RS/m/40","Łącznik zwierny \"dzwonek\" z podświetleniem niebieskim",36.450000000000003,1,"szt","PLN","23%","",4,null,null,null,null,"5907577448622",null,null,"SONATA",null,null,"",null,4,null,"https://www.ospel.pl/sites/all/pliki/import/image/podtynk/sonata/czek_metalik/lp-6rs_m_40.jpg","",null,"10AX/250~, IP-20 zaciski bezgwintowe","","",null,null,null,"CZEKOLADOWY METALIK",null,"0.071 kg","71 mm","71 mm","25 mm",null,null,"2024-06-04",null,"","https://www.ospel.pl/sites/all/pliki/import/image/podtynk/sonata/czek_metalik/lp-6rs_m_40.jpg","27.33.11.0","8536 50 07"]
[3561,"ŁP-7RB/m/00","Łącznik żaluzjowy z blokadą mechaniczną",40.98,1,"szt","PLN","23%","",10,null,null,null,null,"5907577478940",null,null,"SONATA",null,null,"",null,10,null,"https://www.ospel.pl/sites/all/pliki/import/image/podtynk/sonata/bialy/lp-7r_m_00.jpg","",null,"10AX/250~, IP-20 zaciski bezgwintowe","","",null,null,null,"BIAŁY",null,"0.075 kg","71 mm","71 mm","25 mm",null,null,"2024-06-04",null,"","https://www.ospel.pl/sites/all/pliki/import/image/podtynk/sonata/bialy/lp-7r_m_00.jpg","27.33.11.0","8536 50 07"]
[3566,"ŁP-7RB/m/40","Łącznik żaluzjowy z blokadą mechaniczną",44.8,1,"szt","PLN","23%","",4,null,null,null,null,"5907577478995",null,null,"SONATA",null,null,"",null,4,null,"https://www.ospel.pl/sites/all/pliki/import/image/podtynk/sonata/czek_metalik/lp-7r_m_40.jpg","",null,"10AX/250~, IP-20 zaciski bezgwintowe","","",null,null,null,"CZEKOLADOWY METALIK",null,"0.075 kg","71 mm","71 mm","25 mm",null,null,"2024-06-04",null,"","https://www.ospel.pl/sites/all/pliki/import/image/podtynk/sonata/czek_metalik/lp-7r_m_40.jpg","27.33.11.0","8536 50 07"]
[3574,"ŁP-7RBS/m/75","Łącznik żaluzjowy z podświetleniem niebieskim z blokadą mechaniczną",49.09,1,"szt","PLN","23%","",4,null,null,null,null,"5906729023793",null,null,"SONATA",null,null,"",null,4,null,"https://www.ospel.pl/sites/all/pliki/import/image/podtynk/sonata/bialy/lp-7rs_m_00.jpg","",null,"10AX/250~, IP-20 zaciski bezgwintowe","","",null,null,null,"BIAŁY MAT",null,"0,0760 kg","71 mm","71 mm","25 mm",null,null,"2024-06-04",null,"","https://www.ospel.pl/sites/all/pliki/import/image/podtynk/sonata/bialy/lp-7rs_m_00.jpg","27.33.11.0","8536 50 07"]
[3578,"ŁP-7RS/m/38","Łącznik żaluzjowy, zwierny, z podświetleniem niebieskim",40.98,1,"szt","PLN","23%","",4,null,null,null,null,"5907577447274",null,null,"SONATA",null,null,"",null,4,null,"https://www.ospel.pl/sites/all/pliki/import/image/podtynk/sonata/srebro_mat/lp-7rs_m_38.jpg","",null,"10AX/250~, IP-20 zaciski bezgwintowe","","",null,null,null,"SREBRO MAT",null,"0.076 kg","71 mm","71 mm","25 mm",null,null,"2024-06-04",null,"","https://www.ospel.pl/sites/all/pliki/import/image/podtynk/sonata/srebro_mat/lp-7rs_m_38.jpg","27.33.11.0","8536 50 07"]
[3588,"ŁP-8R/m/75","Ściemniacz przyciskowo-obrotowy przystosowany do obciążenia żarowego i halogenowego",127.37,1,"szt","PLN","23%","",5,null,null,null,null,"5906729023847",null,null,"SONATA",null,null,"",null,5,null,"https://www.ospel.pl/sites/all/pliki/import/image/podtynk/sonata/bialy/lp-8r_m_00.jpg","",null,"40-400W, 230V~50Hz, zaciski gwintowe","","",null,null,null,"BIAŁY MAT",null,"0,1125 kg","71 mm","71 mm","24 mm",null,null,"2024-06-04",null,"","https://www.ospel.pl/sites/all/pliki/import/image/podtynk/sonata/bialy/lp-8r_m_00.jpg","27.33.11.0","8536 50 05"]
[3596,"ŁP-9R/m/00","Łącznik schodowy + jednobiegunowy",28.23,1,"szt","PLN","23%","",10,null,null,null,null,"5907577444143",null,null,"SONATA",null,null,"",null,10,null,"https://www.ospel.pl/sites/all/pliki/import/image/podtynk/sonata/bialy/lp-2r_m_00.jpg","https://www.ospel.pl/sites/all/pliki/import/image/rysunki/sonata/lacznik_podwojny.jpg",null,"16AX250~, IP-20, zaciski bezgwintowe","","",null,null,null,"BIAŁY",null,"0.078 kg","71 mm","71 mm","25 mm",null,null,"2024-06-04",null,"https://www.ospel.pl/sites/all/pliki/import/image/schematy/lacznik_zintegrowany_lacznik_schodowy_wspolpraca.jpg","https://www.ospel.pl/sites/all/pliki/import/image/podtynk/sonata/bialy/lp-2r_m_00.jpg","27.33.11.0","8536 50 07"]
[3601,"ŁP-9R/m/40","Łącznik schodowy + jednobiegunowy",36.21,1,"szt","PLN","23%","",4,null,null,null,null,"5907577449773",null,null,"SONATA",null,null,"",null,4,null,"https://www.ospel.pl/sites/all/pliki/import/image/podtynk/sonata/czek_metalik/lp-2r_m_40.jpg","",null,"16AX250~, IP-20, zaciski bezgwintowe","","",null,null,null,"CZEKOLADOWY METALIK",null,"0.078 kg","71 mm","71 mm","25 mm",null,null,"2024-06-04",null,"","https://www.ospel.pl/sites/all/pliki/import/image/podtynk/sonata/czek_metalik/lp-2r_m_40.jpg","27.33.11.0","8536 50 07"]
[3611,"PNP-2R/27","Puszka instalacyjna do serii SONATA podwójna",14.36,1,"szt","PLN","23%","",6,null,null,null,null,"5907577470166",null,null,"SONATA",null,null,"",null,6,null,"https://www.ospel.pl/sites/all/pliki/import/image/podtynk/sonata/ecru/pnp-2r_27.jpg","",null,"Wysokość 32mm","","",null,null,null,"ECRU",null,"0.077 kg","84 mm","155 mm","",null,null,"2024-06-04",null,"","https://www.ospel.pl/sites/all/pliki/import/image/podtynk/sonata/ecru/pnp-2r_27.jpg","27.33.13.0","8536 90 01"]
[3618,"PNP-2RN/27","Puszka narożna do serii SONATA podwójna, wyposażona w ramkę",17.670000000000002,1,"szt","PLN","23%","",5,null,null,null,null,"5907577479268",null,null,"SONATA",null,null,"",null,5,null,"https://www.ospel.pl/sites/all/pliki/import/image/podtynk/sonata/ecru/pnp-2rn_27.jpg","",null,"Wysokość 45m","","",null,null,null,"ECRU",null,"0.101 kg","84 mm","155 mm","",null,null,"2024-06-04",null,"","https://www.ospel.pl/sites/all/pliki/import/image/podtynk/sonata/ecru/pnp-2rn_27.jpg","27.33.13.0","8536 90 01"]
[3623,"PNP-2RN/75","Puszka narożna do serii SONATA podwójna, wyposażona w ramkę",21.49,1,"szt","PLN","23%","",5,null,null,null,null,"5906729024486",null,null,"SONATA",null,null,"",null,5,null,"https://www.ospel.pl/sites/all/pliki/import/image/podtynk/sonata/bialy/pnp-2rn_00.jpg","",null,"Wysokość 45m","","",null,null,null,"BIAŁY MAT",null,"","84 mm","155 mm","45 mm",null,null,"2024-06-04",null,"","https://www.ospel.pl/sites/all/pliki/import/image/podtynk/sonata/bialy/pnp-2rn_00.jpg","27.33.13.0","8536 90 01"]
[3631,"R-1R/00","Ramka pojedyncza",5.8,1,"szt","PLN","23%","",10,null,null,null,null,"5907577444549",null,null,"SONATA",null,null,"",null,10,null,"https://www.ospel.pl/sites/all/pliki/import/image/podtynk/sonata/bialy/r-1r_00.jpg","https://www.ospel.pl/sites/all/pliki/import/image/rysunki/sonata/ramka_1.jpg",null,"Tworzywo poliwęglan","","",null,null,null,"BIAŁY",null,"0.024 kg","84 mm","84 mm","",null,null,"2024-06-04",null,"","https://www.ospel.pl/sites/all/pliki/import/image/podtynk/sonata/bialy/r-1r_00.jpg","27.33.13.0","8536 90 01"]
[3636,"R-1R/40","Ramka pojedyncza",9,1,"szt","PLN","23%","",10,null,null,null,null,"5907577448998",null,null,"SONATA",null,null,"",null,10,null,"https://www.ospel.pl/sites/all/pliki/import/image/podtynk/sonata/czek_metalik/r-1r_40.jpg","",null,"Tworzywo poliwęglan","","",null,null,null,"CZEKOLADOWY METALIK",null,"0.024 kg","84 mm","84 mm","",null,null,"2024-06-04",null,"","https://www.ospel.pl/sites/all/pliki/import/image/podtynk/sonata/czek_metalik/r-1r_40.jpg","27.33.13.0","8536 90 01"]
[3645,"R-1RG/31","Ramka pojedyncza",110.17,1,"szt","PLN","23%","",5,null,null,null,null,"5907577445935",null,null,"SONATA",null,null,"",null,5,null,"https://www.ospel.pl/sites/all/pliki/import/image/podtynk/sonata/ramki/r-1rg_31.jpg","",null,"Szkło grubość 6mm","","",null,null,null,"BIAŁE SZKŁO",null,"0.062 kg","84 mm","84 mm","",null,null,"2024-06-04",null,"","https://www.ospel.pl/sites/all/pliki/import/image/podtynk/sonata/ramki/r-1rg_31.jpg","27.33.13.0","8536 90 01"]
[3653,"R-1RGC/79/33","Ramka pojedyncza",61.89,1,"szt","PLN","23%","",5,null,null,null,null,"5906729018072",null,null,"SONATA",null,null,"",null,5,null,"https://www.ospel.pl/sites/all/pliki/import/image/podtynk/sonata/ramki/r-1rgc_79_33.jpg","",null,"Szkło+PC grubość 4mm","","",null,null,null,"CZARNE SZKŁO SZRONIONE",null,"","","","",null,null,"2024-06-04",null,"","https://www.ospel.pl/sites/all/pliki/import/image/podtynk/sonata/ramki/r-1rgc_79_33.jpg","27.33.13.0","8536 90 01"]
[3658,"R-2R/00","Ramka podwójna",9.65,1,"szt","PLN","23%","",10,null,null,null,null,"5907577444556",null,null,"SONATA",null,null,"",null,10,null,"https://www.ospel.pl/sites/all/pliki/import/image/podtynk/sonata/bialy/r-2r_00.jpg","https://www.ospel.pl/sites/all/pliki/import/image/rysunki/sonata/ramka_2.jpg",null,"Tworzywo poliwęglan","","",null,null,null,"BIAŁY",null,"0.042 kg","84 mm","155 mm","",null,null,"2024-06-04",null,"","https://www.ospel.pl/sites/all/pliki/import/image/podtynk/sonata/bialy/r-2r_00.jpg","27.33.13.0","8536 90 01"]
[3669,"R-2RAC/64/25","Ramka podwójna",124.37,1,"szt","PLN","23%","",5,null,null,null,null,"5907577485993",null,null,"SONATA",null,null,"",null,5,null,"https://www.ospel.pl/sites/all/pliki/import/image/podtynk/sonata/ramki/r-2rac_64_25.jpg","",null,"Aluminium+PC grubość 4mm","","",null,null,null,"SZCZOTKOWANY ANTRACYT",null,"0.113 kg","92 mm","163 mm","",null,null,"2024-06-04",null,"","https://www.ospel.pl/sites/all/pliki/import/image/podtynk/sonata/ramki/r-2rac_64_25.jpg","27.33.13.0","8536 90 01"]
[3675,"R-2RGC/32/25","Ramka podwójna",112.81,1,"szt","PLN","23%","",5,null,null,null,null,"5907577450878",null,null,"SONATA",null,null,"",null,5,null,"https://www.ospel.pl/sites/all/pliki/import/image/podtynk/sonata/ramki/r-2rgc_32_25.jpg","",null,"Szkło+PC grubość 4mm","","",null,null,null,"CZARNE SZKŁO",null,"0.113 kg","92 mm","163 mm","",null,null,"2024-06-04",null,"","https://www.ospel.pl/sites/all/pliki/import/image/podtynk/sonata/ramki/r-2rgc_32_25.jpg","27.33.13.0","8536 90 01"]
[3680,"R-2RGC/79/33","Ramka podwójna",112.81,1,"szt","PLN","23%","",5,null,null,null,null,"5906729018119",null,null,"SONATA",null,null,"",null,5,null,"https://www.ospel.pl/sites/all/pliki/import/image/podtynk/sonata/ramki/r-2rgc_79_33.jpg","",null,"Szkło+PC grubość 4mm","","",null,null,null,"CZARNE SZKŁO SZRONIONE",null,"","","","",null,null,"2024-06-04",null,"","https://www.ospel.pl/sites/all/pliki/import/image/podtynk/sonata/ramki/r-2rgc_79_33.jpg","27.33.13.0","8536 90 01"]
[3686,"R-3R/27","Ramka potrójna",12.73,1,"szt","PLN","23%","",10,null,null,null,null,"5907577445102",null,null,"SONATA",null,null,"",null,10,null,"https://www.ospel.pl/sites/all/pliki/import/image/podtynk/sonata/ecru/r-3r_27.jpg","https://www.ospel.pl/sites/all/pliki/import/image/rysunki/sonata/ramka_3.jpg",null,"Tworzywo poliwęglan","","",null,null,null,"ECRU",null,"0.06 kg","84 mm","226 mm","",null,null,"2024-06-04",null,"","https://www.ospel.pl/sites/all/pliki/import/image/podtynk/sonata/ecru/r-3r_27.jpg","27.33.13.0","8536 90 01"]
[3694,"R-3RAC/62/25","Ramka potrójna",170.74,1,"szt","PLN","23%","",5,null,null,null,null,"5907577486020",null,null,"SONATA",null,null,"",null,5,null,"https://www.ospel.pl/sites/all/pliki/import/image/podtynk/sonata/ramki/r-3rac_62_25.jpg","",null,"Aluminium+PC grubość 4mm","","",null,null,null,"SZCZOTKOWANE ALUMINIUM",null,"0.134 kg","92 mm","234 mm","",null,null,"2024-06-04",null,"","https://www.ospel.pl/sites/all/pliki/import/image/podtynk/sonata/ramki/r-3rac_62_25.jpg","27.33.13.0","8536 90 01"]
[3702,"R-3RGC/60/00","Ramka potrójna",163.24,1,"szt","PLN","23%","",5,null,null,null,null,"5907577486013",null,null,"SONATA",null,null,"",null,5,null,"https://www.ospel.pl/sites/all/pliki/import/image/podtynk/sonata/ramki/r-3rgc_60_00.jpg","",null,"Szkło+PC grubość 4mm","","",null,null,null,"LIMONKA SZKŁO",null,"0.134 kg","92 mm","234 mm","",null,null,"2024-06-04",null,"","https://www.ospel.pl/sites/all/pliki/import/image/podtynk/sonata/ramki/r-3rgc_60_00.jpg","27.33.13.0","8536 90 01"]
[3710,"R-4R/00","Ramka poczwórna",16.71,1,"szt","PLN","23%","",10,null,null,null,null,"5907577444570",null,null,"SONATA",null,null,"",null,10,null,"https://www.ospel.pl/sites/all/pliki/import/image/podtynk/sonata/bialy/r-4r_00.jpg","https://www.ospel.pl/sites/all/pliki/import/image/rysunki/sonata/ramka_4.jpg",null,"Tworzywo poliwęglan","","",null,null,null,"BIAŁY",null,"0.078 kg","84 mm","297 mm","",null,null,"2024-06-04",null,"","https://www.ospel.pl/sites/all/pliki/import/image/podtynk/sonata/bialy/r-4r_00.jpg","27.33.13.0","8536 90 01"]
[3719,"R-4RAC/62/25","Ramka poczwórna",205.08,1,"szt","PLN","23%","",5,null,null,null,null,"5907577486075",null,null,"SONATA",null,null,"",null,5,null,"https://www.ospel.pl/sites/all/pliki/import/image/podtynk/sonata/ramki/r-4rac_62_25.jpg","",null,"Aluminium+PC grubość 4mm","","",null,null,null,"SZCZOTKOWANE ALUMINIUM",null,"0.202 kg","92 mm","305 mm","",null,null,"2024-06-04",null,"","https://www.ospel.pl/sites/all/pliki/import/image/podtynk/sonata/ramki/r-4rac_62_25.jpg","27.33.13.0","8536 90 01"]
[3724,"R-4RGC/31/00","Ramka poczwórna",194.25,1,"szt","PLN","23%","",5,null,null,null,null,"5907577450984",null,null,"SONATA",null,null,"",null,5,null,"https://www.ospel.pl/sites/all/pliki/import/image/podtynk/sonata/ramki/r-4rgc_31_00.jpg","",null,"Szkło+PC grubość 4mm","","",null,null,null,"BIAŁE SZKŁO",null,"0.202 kg","92 mm","305 mm","",null,null,"2024-06-04",null,"","https://www.ospel.pl/sites/all/pliki/import/image/podtynk/sonata/ramki/r-4rgc_31_00.jpg","27.33.13.0","8536 90 01"]
[3732,"R-4RGC/81/33","Ramka poczwórna",194.25,1,"szt","PLN","23%","",5,null,null,null,null,"5906729018218",null,null,"SONATA",null,null,"",null,5,null,"https://www.ospel.pl/sites/all/pliki/import/image/podtynk/sonata/ramki/r-4rgc_81_33.jpg","",null,"Szkło+PC grubość 4mm","","",null,null,null,"SZAMPAŃSKIE SZKŁO SZRONIONE",null,"","","","",null,null,"2024-06-04",null,"","https://www.ospel.pl/sites/all/pliki/import/image/podtynk/sonata/ramki/r-4rgc_81_33.jpg","27.33.13.0","8536 90 01"]
[3737,"R-5R/33","Ramka pięciokrotna",24.3,1,"szt","PLN","23%","",10,null,null,null,null,"5907577446758",null,null,"SONATA",null,null,"",null,10,null,"https://www.ospel.pl/sites/all/pliki/import/image/podtynk/sonata/czarny/r-5r_33.jpg","",null,"Tworzywo poliwęglan","","",null,null,null,"CZARNY METALIK",null,"0.096 kg","84 mm","368 mm","",null,null,"2024-06-04",null,"","https://www.ospel.pl/sites/all/pliki/import/image/podtynk/sonata/czarny/r-5r_33.jpg","27.33.13.0","8536 90 01"]
[3744,"R-5RAC/64/25","Ramka pięciokrotna",300.92,1,"szt","PLN","23%","",5,null,null,null,null,"5906729015774",null,null,"SONATA",null,null,"",null,5,null,"https://www.ospel.pl/sites/all/pliki/import/image/podtynk/sonata/ramki/r-5rac_64_25.jpg","",null,"Aluminium+PC grubość 4mm","","",null,null,null,"SZCZOTKOWANY ANTRACYT",null,"","84 mm","376 mm","",null,null,"2024-06-04",null,"","https://www.ospel.pl/sites/all/pliki/import/image/podtynk/sonata/ramki/r-5rac_64_25.jpg","27.33.13.0","8536 90 01"]
[3758,"RH-1R/75","Ramka pojedyncza do łączników IP-44",9.9,1,"szt","PLN","23%","",10,null,null,null,null,"5906729024349",null,null,"SONATA",null,null,"",null,10,null,"https://www.ospel.pl/sites/all/pliki/import/image/podtynk/sonata/bialy/rh-1r_00.jpg","",null,"Tworzywo poliwęglan","","",null,null,null,"BIAŁY MAT",null,"0,0240 kg","84 mm","84 mm","",null,null,"2024-06-04",null,"","https://www.ospel.pl/sites/all/pliki/import/image/podtynk/sonata/bialy/rh-1r_00.jpg","27.33.13.0","8536 90 01"]
[3759,"RH-2R/00","Ramka podwójna do łączników IP-44",9.9,1,"szt","PLN","23%","",10,null,null,null,null,"5907577445850",null,null,"SONATA",null,null,"",null,10,null,"https://www.ospel.pl/sites/all/pliki/import/image/podtynk/sonata/bialy/rh-2r_00.jpg","https://www.ospel.pl/sites/all/pliki/import/image/rysunki/sonata/ramka_2.jpg",null,"Tworzywo poliwęglan","","",null,null,null,"BIAŁY",null,"0.042 kg","84 mm","155 mm","",null,null,"2024-06-04",null,"","https://www.ospel.pl/sites/all/pliki/import/image/podtynk/sonata/bialy/rh-2r_00.jpg","27.33.13.0","8536 90 01"]
[3767,"RH-3R/27","Ramka potrójna do łączników IP-44",13.5,1,"szt","PLN","23%","",10,null,null,null,null,"5907577445799",null,null,"SONATA",null,null,"",null,10,null,"https://www.ospel.pl/sites/all/pliki/import/image/podtynk/sonata/ecru/rh-3r_27.jpg","https://www.ospel.pl/sites/all/pliki/import/image/rysunki/sonata/ramka_3.jpg",null,"Tworzywo poliwęglan","","",null,null,null,"ECRU",null,"0.06 kg","84 mm","226 mm","",null,null,"2024-06-04",null,"","https://www.ospel.pl/sites/all/pliki/import/image/podtynk/sonata/ecru/rh-3r_27.jpg","27.33.13.0","8536 90 01"]
[3777,"RH-4R/39","Ramka poczwórna do łączników IP-44",20.56,1,"szt","PLN","23%","",10,null,null,null,null,"5907577448417",null,null,"SONATA",null,null,"",null,10,null,"https://www.ospel.pl/sites/all/pliki/import/image/podtynk/sonata/szampan_zloty/rh-4r_39.jpg","",null,"Tworzywo poliwęglan","","",null,null,null,"SZAMPAŃSKI ZŁOTY",null,"0.078 kg","84 mm","297 mm","",null,null,"2024-06-04",null,"","https://www.ospel.pl/sites/all/pliki/import/image/podtynk/sonata/szampan_zloty/rh-4r_39.jpg","27.33.13.0","8536 90 01"]
[3781,"RH-5R/27","Ramka pięciokrotna do łączników IP-44",21.59,1,"szt","PLN","23%","",10,null,null,null,null,"5907577445836",null,null,"SONATA",null,null,"",null,10,null,"https://www.ospel.pl/sites/all/pliki/import/image/podtynk/sonata/ecru/rh-5r_27.jpg","https://www.ospel.pl/sites/all/pliki/import/image/rysunki/sonata/ramka_5.jpg",null,"Tworzywo poliwęglan","","",null,null,null,"ECRU",null,"0.096 kg","84 mm","368 mm","",null,null,"2024-06-04",null,"","https://www.ospel.pl/sites/all/pliki/import/image/podtynk/sonata/ecru/rh-5r_27.jpg","27.33.13.0","8536 90 01"]
[3793,"RTP-1R/m/75","Regulator temperatury z czujnikiem podpodłogowym",449.85,1,"szt","PLN","23%","",5,null,null,null,null,"5906729024301",null,null,"SONATA",null,null,"",null,5,null,"https://www.ospel.pl/sites/all/pliki/import/image/podtynk/sonata/bialy/rtp-1r_m_00.jpg","",null,"zaciski gwintowe","","Tylko na zamówienie",null,null,null,"BIAŁY MAT",null,"0,2065 kg","71 mm","71 mm","31 mm",null,null,"2024-06-04",null,"","https://www.ospel.pl/sites/all/pliki/import/image/podtynk/sonata/bialy/rtp-1r_m_00.jpg","27.33.13.0","8536 50 05"]
[3802,"Z-1R/m/27","Zaślepka",10.3,1,"szt","PLN","23%","",10,null,null,null,null,"5907577445669",null,null,"SONATA",null,null,"",null,10,null,"https://www.ospel.pl/sites/all/pliki/import/image/podtynk/sonata/ecru/z-1r_m_27.jpg","https://www.ospel.pl/sites/all/pliki/import/image/rysunki/sonata/zaslepka.jpg",null,"Montaż do puszek fi 60","","",null,null,null,"ECRU",null,"0.045 kg","71 mm","71 mm","22 mm",null,null,"2024-06-04",null,"","https://www.ospel.pl/sites/all/pliki/import/image/podtynk/sonata/ecru/z-1r_m_27.jpg","27.12.23.0","8536 90 01"]
[3803,"Z-1R/m/33","Zaślepka",13.75,1,"szt","PLN","23%","",10,null,null,null,null,"5907577446765",null,null,"SONATA",null,null,"",null,10,null,"https://www.ospel.pl/sites/all/pliki/import/image/podtynk/sonata/czarny/z-1r_m_33.jpg","https://www.ospel.pl/sites/all/pliki/import/image/rysunki/sonata/zaslepka.jpg",null,"Montaż do puszek fi 60","","",null,null,null,"CZARNY METALIK",null,"0.045 kg","71 mm","71 mm","22 mm",null,null,"2024-06-04",null,"","https://www.ospel.pl/sites/all/pliki/import/image/podtynk/sonata/czarny/z-1r_m_33.jpg","27.12.23.0","8536 90 01"]
[3815,"GP-1RMZP/m/44","Gniazdo pojedyncze z uziemieniem z przesłonami torów prądowych",89.73,1,"szt","PLN","23%","",4,null,null,null,null,"5907577462277",null,null,"SONATA NOWE SREBRO",null,null,"",null,4,null,"https://www.ospel.pl/sites/all/pliki/import/image/podtynk/sonata_nowe_srebro/gp-1rmzp_m_44.jpg","",null,"16A/250~, IP-20, zaciski gwintowe","","",null,null,null,"NOWE SREBRO",null,"0.117 kg","71 mm","71 mm","26 mm",null,null,"2024-06-04",null,"","https://www.ospel.pl/sites/all/pliki/import/image/podtynk/sonata_nowe_srebro/gp-1rmzp_m_44.jpg","27.33.13.0","8536 69 90"]
[3823,"GPK-2RM/K/m/44","Gniazdo komputerowe podwójne, kat. 5e MMC",161.53,1,"szt","PLN","23%","",4,null,null,null,null,"5907577471286",null,null,"SONATA NOWE SREBRO",null,null,"",null,4,null,"https://www.ospel.pl/sites/all/pliki/import/image/podtynk/sonata_nowe_srebro/gpk-2rm_m_44.jpg","",null,"Złącze IDC","","",null,null,null,"NOWE SREBRO",null,"0.0785 kg","71 mm","71 mm","22 mm",null,null,"2024-06-04",null,"","https://www.ospel.pl/sites/all/pliki/import/image/podtynk/sonata_nowe_srebro/gpk-2rm_m_44.jpg","26.30.30.0","8517 18 00"]
[3827,"ŁP-12RMS/m/44","Łącznik kontrolny z podświetleniem niebieskim",96.13,1,"szt","PLN","23%","",4,null,null,null,null,"5907577471347",null,null,"SONATA NOWE SREBRO",null,null,"",null,4,null,"https://www.ospel.pl/sites/all/pliki/import/image/podtynk/sonata_nowe_srebro/lp-1rms_m_44.jpg","",null,"16AX250~, IP-20, zaciski bezgwintowe","","",null,null,null,"NOWE SREBRO",null,"0.092 kg","71 mm","71 mm","26 mm",null,null,"2024-06-04",null,"","https://www.ospel.pl/sites/all/pliki/import/image/podtynk/sonata_nowe_srebro/lp-1rms_m_44.jpg","27.33.11.0","8536 50 07"]
[3837,"ŁP-8RML2/m/44","Ściemniacz uniwersalny do obciążenia żarowego, halogenowego oraz LED",283.32,1,"szt","PLN","23%","",5,null,null,null,null,"5907577486617",null,null,"SONATA NOWE SREBRO",null,null,"",null,5,null,"https://www.ospel.pl/sites/all/pliki/import/image/podtynk/sonata_nowe_srebro/lp-8rm_m_44.jpg","",null,"40-400W, 230V~50Hz, zaciski gwintowe","","",null,null,null,"NOWE SREBRO",null,"","71 mm","71 mm","31 mm",null,null,"2024-06-04",null,"https://www.ospel.pl/sites/all/pliki/import/image/schematy/sciemniacze.pdf","https://www.ospel.pl/sites/all/pliki/import/image/podtynk/sonata_nowe_srebro/lp-8rm_m_44.jpg","27.33.11.0","8536 50 05"]
[3845,"GP-1RMZ/m/37","Gniazdo pojedyncze z uziemieniem",79.900000000000006,1,"szt","PLN","23%","",4,null,null,null,null,"5907577450069",null,null,"SONATA STAL INOX",null,null,"",null,4,null,"https://www.ospel.pl/sites/all/pliki/import/image/podtynk/sonata_stal_inox/gp-1rmz_m_37.jpg","",null,"16A/250~, IP-20, zaciski gwintowe","","",null,null,null,"STAL INOX",null,"0.116 kg","71 mm","71 mm","26 mm",null,null,"2024-06-04",null,"","https://www.ospel.pl/sites/all/pliki/import/image/podtynk/sonata_stal_inox/gp-1rmz_m_37.jpg","27.33.13.0","8536 69 90"]
[3850,"GPA-10RMP/m/37","Gniazdo RTV przelotowe 10-dB",111.33,1,"szt","PLN","23%","",4,null,null,null,null,"5907577450113",null,null,"SONATA STAL INOX",null,null,"",null,4,null,"https://www.ospel.pl/sites/all/pliki/import/image/podtynk/sonata_stal_inox/gpa-10rmp_m_37.jpg","",null,"Współczynnik tłumienia 10dB","","",null,null,null,"STAL INOX",null,"0.114 kg","71 mm","71 mm","26 mm",null,null,"2024-06-04",null,"","https://www.ospel.pl/sites/all/pliki/import/image/podtynk/sonata_stal_inox/gpa-10rmp_m_37.jpg","26.40.52.0","8517 18 00"]
[3860,"ŁP-11RMS/m/37","Łącznik dwubiegunowy z podświetleniem niebieskim",91.81,1,"szt","PLN","23%","",4,null,null,null,null,"5907577450014",null,null,"SONATA STAL INOX",null,null,"",null,4,null,"https://www.ospel.pl/sites/all/pliki/import/image/podtynk/sonata_stal_inox/lp-11rms_m_37.jpg","",null,"16AX250~, IP-20, zaciski bezgwintowe","","",null,null,null,"STAL INOX",null,"0.094 kg","71 mm","71 mm","26 mm",null,null,"2024-06-04",null,"https://www.ospel.pl/sites/all/pliki/import/image/schematy/lacznik_dwubiegunowy.jpg","https://www.ospel.pl/sites/all/pliki/import/image/podtynk/sonata_stal_inox/lp-11rms_m_37.jpg","27.33.11.0","8536 50 07"]
[3867,"ŁP-6RMS/m/37","Łącznik zwierny \"dzwonek\" z podświetleniem niebieskim",87.23,1,"szt","PLN","23%","",4,null,null,null,null,"5907577449995",null,null,"SONATA STAL INOX",null,null,"",null,4,null,"https://www.ospel.pl/sites/all/pliki/import/image/podtynk/sonata_stal_inox/lp-6rms_m_37.jpg","",null,"10AX250~, IP-20, zaciski bezgwintowe","","",null,null,null,"STAL INOX",null,"0.084 kg","71 mm","71 mm","26 mm",null,null,"2024-06-04",null,"","https://www.ospel.pl/sites/all/pliki/import/image/podtynk/sonata_stal_inox/lp-6rms_m_37.jpg","27.33.11.0","8536 50 07"]
[3872,"R-1RM/37","Ramka pojedyncza",84.26,1,"szt","PLN","23%","",5,null,null,null,null,"5907577450250",null,null,"SONATA STAL INOX",null,null,"",null,5,null,"https://www.ospel.pl/sites/all/pliki/import/image/podtynk/sonata_stal_inox/r-1rm_37.jpg","",null,"","","",null,null,null,"STAL INOX",null,"0.037 kg","84 mm","84 mm","",null,null,"2024-06-04",null,"","https://www.ospel.pl/sites/all/pliki/import/image/podtynk/sonata_stal_inox/r-1rm_37.jpg","27.33.13.0","8536 90 01"]
[3880,"ŁPD-1RS/m/31","Łącznik dotykowy jednobiegunowy z podświetleniem",156.66999999999999,1,"szt","PLN","23%","",5,null,null,null,null,"5906729009407",null,null,"SONATA TOUCH",null,null,"",null,5,null,"https://www.ospel.pl/sites/all/pliki/import/image/podtynk/sonata_touch/lpd-1rs_m_31.jpg","",null,"110-230V~, 50-60Hz, zaciski gwintowe","","",null,null,null,"BIAŁE SZKŁO",null,"0.114 kg","71 mm","71 mm","28 mm",null,null,"2024-06-04",null,"","https://www.ospel.pl/sites/all/pliki/import/image/podtynk/sonata_touch/lpd-1rs_m_31.jpg","27.33.11.0","8536 50 07"]
[3885,"ŁPD-25RS/m/32","Łącznik dotykowy schodowy/krzyżowy z podświetleniem",175.76,1,"szt","PLN","23%","",5,null,null,null,null,"5906729009452",null,null,"SONATA TOUCH",null,null,"",null,5,null,"https://www.ospel.pl/sites/all/pliki/import/image/podtynk/sonata_touch/lpd-25rs_m_32.jpg","",null,"110-230V~, 50-60Hz, zaciski gwintowe","","",null,null,null,"CZARNE SZKŁO",null,"0.114 kg","71 mm","71 mm","28 mm",null,null,"2024-06-04",null,"","https://www.ospel.pl/sites/all/pliki/import/image/podtynk/sonata_touch/lpd-25rs_m_32.jpg","27.33.11.0","8536 50 07"]
[3894,"K-1RB/33","Klawisz łącznika bezprzewodowego dwukanałowego",17.8,1,"szt","PLN","23%","",20,null,null,null,null,"5906729004419",null,null,"STEROWANIE BEZPRZEWODOWE",null,null,"",null,20,null,"https://www.ospel.pl/sites/all/pliki/import/image/podtynk/sterowanie/k-1rb_33.jpg","",null,"","","",null,null,null,"CZARNY METALIK",null,"","57 mm","57 mm","",null,null,"2024-06-04",null,"","https://www.ospel.pl/sites/all/pliki/import/image/podtynk/sterowanie/k-1rb_33.jpg","27.12.40.0","8536 90 01"]
[3902,"K-2RB/40","Klawisz łącznika bezprzewodowego czterokanałowego",17.8,1,"kpl","PLN","23%","",20,null,null,null,null,"5906729015576",null,null,"STEROWANIE BEZPRZEWODOWE",null,null,"",null,20,null,"https://www.ospel.pl/sites/all/pliki/import/image/podtynk/sterowanie/k-2rb_40.jpg","",null,"","","",null,null,null,"CZEKOLADOWY METALIK",null,"","","","",null,null,"2024-06-04",null,"","https://www.ospel.pl/sites/all/pliki/import/image/podtynk/sterowanie/k-2rb_40.jpg","27.12.40.0","8536 90 01"]
[3910,"GG-1Z/m/00","Gniazdo głośnikowe pojedyncze",23.15,1,"szt","PLN","23%","",10,null,null,null,null,"5906729015156",null,null,"SZAFIR",null,null,"",null,10,null,"https://www.ospel.pl/sites/all/pliki/import/image/podtynk/szafir/bialy/gg-1z_m_00.jpg","",null,"Przyłączalność przewodów 0,75mm2","","",null,null,null,"BIAŁY",null,"","75 mm","75 mm","19 mm",null,null,"2024-06-04",null,"","https://www.ospel.pl/sites/all/pliki/import/image/podtynk/szafir/bialy/gg-1z_m_00.jpg","26.40.52.0","8517 18 00"]
[3916,"GG-2Z/m/33","Gniazdo głośnikowe podwójne",44,1,"szt","PLN","23%","",10,null,null,null,null,"5906729015217",null,null,"SZAFIR",null,null,"",null,10,null,"https://www.ospel.pl/sites/all/pliki/import/image/podtynk/szafir/czarny/gg-2z_m_33.jpg","",null,"Przyłączalność przewodów 0,75mm2","","",null,null,null,"CZARNY METALIK",null,"","75 mm","75 mm","19 mm",null,null,"2024-06-04",null,"","https://www.ospel.pl/sites/all/pliki/import/image/podtynk/szafir/czarny/gg-2z_m_33.jpg","26.40.52.0","8517 18 00"]
[3924,"GP-1Z/m/33","Gniazdo pojedyncze",15,1,"szt","PLN","23%","",10,null,null,null,null,"5906729013466",null,null,"SZAFIR",null,null,"",null,10,null,"https://www.ospel.pl/sites/all/pliki/import/image/podtynk/szafir/czarny/gp-1z_m_33.jpg","",null,"16A 250V~, IP20, zaciski gwintowe","","",null,null,null,"CZARNY METALIK",null,"","75 mm","75 mm","27 mm",null,null,"2024-06-04",null,"","https://www.ospel.pl/sites/all/pliki/import/image/podtynk/szafir/czarny/gp-1z_m_33.jpg","27.33.13.0","8536 69 90"]
[3929,"GP-1ZP/m/70","Gniazdo pojedyncze z przesłonami torów prądowych",16.91,1,"szt","PLN","23%","",10,null,null,null,null,"5906729014296",null,null,"SZAFIR",null,null,"",null,10,null,"https://www.ospel.pl/sites/all/pliki/import/image/podtynk/szafir/szary_mat/gp-1zp_m_70.jpg","",null,"16A 250V~, IP20, zaciski gwintowe","","",null,null,null,"SZARY MAT",null,"","75 mm","75 mm","27 mm",null,null,"2024-06-04",null,"","https://www.ospel.pl/sites/all/pliki/import/image/podtynk/szafir/szary_mat/gp-1zp_m_70.jpg","27.33.13.0","8536 69 90"]
[3935,"GP-1ZSP/m/18","Gniazdo pojedyncze z uziemieniem schuko z przesłonami torów prądowych",19.8,1,"szt","PLN","23%","",10,null,null,null,null,"5906729012728",null,null,"SZAFIR",null,null,"",null,10,null,"https://www.ospel.pl/sites/all/pliki/import/image/podtynk/szafir/srebrny/gp-1zsp_m_18.jpg","",null,"16A 250V~, IP20, zaciski gwintowe","","",null,null,null,"SREBRO",null,"","75 mm","75 mm","31 mm",null,null,"2024-06-04",null,"","https://www.ospel.pl/sites/all/pliki/import/image/podtynk/szafir/srebrny/gp-1zsp_m_18.jpg","27.33.13.0","8536 69 90"]
[3943,"GP-1ZZDP/m/00","Gniazdo pojedyncze z uziemieniem DATA z przesłonami torów prądowych",16.010000000000002,1,"szt","PLN","23%","",10,null,null,null,null,"5906729011875",null,null,"SZAFIR",null,null,"",null,10,null,"https://www.ospel.pl/sites/all/pliki/import/image/podtynk/szafir/bialy/gp-1zzdp_m_00.jpg","",null,"16A 250V~, IP20, zaciski gwintowe","","",null,null,null,"BIAŁY",null,"","75 mm","75 mm","27 mm",null,null,"2024-06-04",null,"","https://www.ospel.pl/sites/all/pliki/import/image/podtynk/szafir/bialy/gp-1zzdp_m_00.jpg","27.33.13.0","8536 69 90"]
[3951,"GP-2Z/33","Gniazdo podwójne kompletne z ramką",17.86,1,"szt","PLN","23%","",10,null,null,null,null,"5906729013596",null,null,"SZAFIR",null,null,"",null,10,null,"https://www.ospel.pl/sites/all/pliki/import/image/podtynk/szafir/czarny/gp-2z_33.jpg","",null,"16A 250V~, IP20, zaciski gwintowe","","",null,null,null,"CZARNY METALIK",null,"","75 mm","75 mm","26 mm",null,null,"2024-06-04",null,"","https://www.ospel.pl/sites/all/pliki/import/image/podtynk/szafir/czarny/gp-2z_33.jpg","27.33.13.0","8536 69 90"]
[3959,"GP-2ZRZ/m/33","Gniazdo podwójne z uziemieniem moduł bez ramki",17.86,1,"szt","PLN","23%","",10,null,null,null,null,"5906729013626",null,null,"SZAFIR",null,null,"",null,10,null,"https://www.ospel.pl/sites/all/pliki/import/image/podtynk/szafir/czarny/gp-2zrz_m_33.jpg","",null,"16A 250V~, IP20, zaciski gwintowe","","",null,null,null,"CZARNY METALIK",null,"","75 mm","75 mm","23 mm",null,null,"2024-06-04",null,"","https://www.ospel.pl/sites/all/pliki/import/image/podtynk/szafir/czarny/gp-2zrz_m_33.jpg","27.33.13.0","8536 69 90"]
[3968,"GP-2ZS/70","Gniazdo podwójne z uziemieniem schuko",21.39,1,"szt","PLN","23%","",10,null,null,null,null,"5906729014456",null,null,"SZAFIR",null,null,"",null,10,null,"https://www.ospel.pl/sites/all/pliki/import/image/podtynk/szafir/szary_mat/gp-2zs_70.jpg","",null,"16A 250V~, IP20, zaciski gwintowe","","",null,null,null,"SZARY MAT",null,"","75 mm","75 mm","29 mm",null,null,"2024-06-04",null,"","https://www.ospel.pl/sites/all/pliki/import/image/podtynk/szafir/szary_mat/gp-2zs_70.jpg","27.33.13.0","8536 69 90"]
[3973,"GP-2ZZ/00","Gniazdo podwójne z uziemieniem kompletne z ramką",12.56,1,"szt","PLN","23%","",10,null,null,null,null,"5906729011967",null,null,"SZAFIR",null,null,"",null,10,null,"https://www.ospel.pl/sites/all/pliki/import/image/podtynk/szafir/bialy/gp-2zz_00.jpg","",null,"16A 250V~, IP20, zaciski gwintowe","","",null,null,null,"BIAŁY",null,"","75 mm","75 mm","26 mm",null,null,"2024-06-04",null,"","https://www.ospel.pl/sites/all/pliki/import/image/podtynk/szafir/bialy/gp-2zz_00.jpg","27.33.13.0","8536 69 90"]
[3981,"GPA-10ZP/m/00","Gniazdo RTV przelotowe 10-dB",46.87,1,"szt","PLN","23%","",10,null,null,null,null,"5906729012032",null,null,"SZAFIR",null,null,"",null,10,null,"https://www.ospel.pl/sites/all/pliki/import/image/podtynk/szafir/bialy/gpa-zk_m_00.jpg","",null,"Współczynnik tłumienia 10dB","","",null,null,null,"BIAŁY",null,"","75 mm","75 mm","29 mm",null,null,"2024-06-04",null,"","https://www.ospel.pl/sites/all/pliki/import/image/podtynk/szafir/bialy/gpa-zk_m_00.jpg","26.40.52.0","8517 18 00"]
[3986,"GPA-10ZPZ/m/18","Gniazdo RTV zakończeniowe 10-dB",52.63,1,"szt","PLN","23%","",10,null,null,null,null,"5906729012865",null,null,"SZAFIR",null,null,"",null,10,null,"https://www.ospel.pl/sites/all/pliki/import/image/podtynk/szafir/srebrny/gpa-zk_m_18.jpg","",null,"Współczynnik tłumienia 10dB","","",null,null,null,"SREBRO",null,"","75 mm","75 mm","29 mm",null,null,"2024-06-04",null,"","https://www.ospel.pl/sites/all/pliki/import/image/podtynk/szafir/srebrny/gpa-zk_m_18.jpg","26.40.52.0","8517 18 00"]
[3993,"GPA-16ZP/m/00","Gniazdo RTV przelotowe 16-dB",46.87,1,"szt","PLN","23%","",10,null,null,null,null,"5906729012063",null,null,"SZAFIR",null,null,"",null,10,null,"https://www.ospel.pl/sites/all/pliki/import/image/podtynk/szafir/bialy/gpa-zk_m_00.jpg","",null,"Współczynnik tłumienia 16dB","","",null,null,null,"BIAŁY",null,"","75 mm","75 mm","29 mm",null,null,"2024-06-04",null,"","https://www.ospel.pl/sites/all/pliki/import/image/podtynk/szafir/bialy/gpa-zk_m_00.jpg","26.40.52.0","8517 18 00"]
[4000,"GPA-1ZF/m/70","Gniazdo antenowe typu F pojedyncze",23.93,1,"szt","PLN","23%","",10,null,null,null,null,"5906729014586",null,null,"SZAFIR",null,null,"",null,10,null,"https://www.ospel.pl/sites/all/pliki/import/image/podtynk/szafir/szary_mat/gpa-1zf_m_70.jpg","",null,"","","",null,null,null,"SZARY MAT",null,"","75 mm","75 mm","22 mm",null,null,"2024-06-04",null,"","https://www.ospel.pl/sites/all/pliki/import/image/podtynk/szafir/szary_mat/gpa-1zf_m_70.jpg","26.40.52.0","8517 18 00"]
[4008,"GPA-Z2S/m/70","Gniazdo RTV-SAT z dwoma wyjściami SAT",90,1,"szt","PLN","23%","",10,null,null,null,null,"5906729014579",null,null,"SZAFIR",null,null,"",null,10,null,"https://www.ospel.pl/sites/all/pliki/import/image/podtynk/szafir/szary_mat/gpa-z2s_m_70.jpg","",null,"Współczynnik tłumienia 1,5dB","","",null,null,null,"SZARY MAT",null,"","75 mm","75 mm","29 mm",null,null,"2024-06-04",null,"","https://www.ospel.pl/sites/all/pliki/import/image/podtynk/szafir/szary_mat/gpa-z2s_m_70.jpg","26.40.52.0","8517 18 00"]
[4018,"GPA-ZS/m/18","Gniazdo RTV-SAT końcowe",70.38,1,"szt","PLN","23%","",10,null,null,null,null,"5906729012902",null,null,"SZAFIR",null,null,"",null,10,null,"https://www.ospel.pl/sites/all/pliki/import/image/podtynk/szafir/srebrny/gpa-zs_m_18.jpg","",null,"Współczynnik tłumienia 1,5-2dB","","",null,null,null,"SREBRO",null,"","75 mm","75 mm","29 mm",null,null,"2024-06-04",null,"","https://www.ospel.pl/sites/all/pliki/import/image/podtynk/szafir/srebrny/gpa-zs_m_18.jpg","26.40.52.0","8517 18 00"]
[4022,"GPA-ZSP/m/18","Gniazdo RTV-SAT przelotowe",93.56,1,"szt","PLN","23%","",10,null,null,null,null,"5906729012919",null,null,"SZAFIR",null,null,"",null,10,null,"https://www.ospel.pl/sites/all/pliki/import/image/podtynk/szafir/srebrny/gpa-zsp_m_18.jpg","",null,"Współczynnik tłumienia 1,2dB","","",null,null,null,"SREBRO",null,"","75 mm","75 mm","29 mm",null,null,"2024-06-04",null,"","https://www.ospel.pl/sites/all/pliki/import/image/podtynk/szafir/srebrny/gpa-zsp_m_18.jpg","26.40.52.0","8517 18 00"]
[4030,"GPE-2Z/m/18","Gniazdo ekwipotencjalne podwójne",87,1,"szt","PLN","23%","",10,null,null,null,null,"5906729015323",null,null,"SZAFIR",null,null,"",null,10,null,"https://www.ospel.pl/sites/all/pliki/import/image/podtynk/szafir/srebrny/gpe-1z_m_18.jpg","",null,"","","",null,null,null,"SREBRO",null,"","75 mm","75 mm","22 mm",null,null,"2024-06-04",null,"","https://www.ospel.pl/sites/all/pliki/import/image/podtynk/szafir/srebrny/gpe-1z_m_18.jpg","","8536 90 10"]
[4035,"GPH-1ZSP/m/00/d","Gniazdo bryzgoszczelne z uziemieniem schuko IP-44 wieczko przezroczyste z przesłonami torów prądowych",19.86,1,"szt","PLN","23%","",10,null,null,null,null,"5906729011943",null,null,"SZAFIR",null,null,"",null,10,null,"https://www.ospel.pl/sites/all/pliki/import/image/podtynk/szafir/bialy/gph-1zsp_m_00_d.jpg","",null,"16A 250V~, IP20, zaciski gwintowe","","",null,null,null,"BIAŁY",null,"","75 mm","75 mm","27 mm",null,null,"2024-06-04",null,"","https://www.ospel.pl/sites/all/pliki/import/image/podtynk/szafir/bialy/gph-1zsp_m_00_d.jpg","27.33.13.0","8536 69 90"]
[4043,"GPH-1ZZ/m/33/d","Gniazdo bryzgoszczelne z uziemieniem IP-44 wieczko przezroczyste",24.32,1,"szt","PLN","23%","",10,null,null,null,null,"5906729013558",null,null,"SZAFIR",null,null,"",null,10,null,"https://www.ospel.pl/sites/all/pliki/import/image/podtynk/szafir/czarny/gph-1zz_m_33_d.jpg","",null,"16A 250V~, IP20, zaciski gwintowe","","",null,null,null,"CZARNY METALIK",null,"","75 mm","75 mm","27 mm",null,null,"2024-06-04",null,"","https://www.ospel.pl/sites/all/pliki/import/image/podtynk/szafir/czarny/gph-1zz_m_33_d.jpg","27.33.13.0","8536 69 90"]
[4052,"GPK-1Z/K/m/33","Gniazdo komputerowe pojedyncze, kat. 5e MMC",33.29,1,"szt","PLN","23%","",10,null,null,null,null,"5906729013800",null,null,"SZAFIR",null,null,"",null,10,null,"https://www.ospel.pl/sites/all/pliki/import/image/podtynk/szafir/czarny/gpk-1z_k_m_33.jpg","",null,"Złącze IDC","","",null,null,null,"CZARNY METALIK",null,"","75 mm","75 mm","22 mm",null,null,"2024-06-04",null,"","https://www.ospel.pl/sites/all/pliki/import/image/podtynk/szafir/czarny/gpk-1z_k_m_33.jpg","26.30.30.0","8517 18 00"]
[4057,"GPK-1Z/p/70","Obudowa gniazda pojedynczego typu Keystone prosta",14.38,1,"szt","PLN","23%","",10,null,null,null,null,"5906729015026",null,null,"SZAFIR",null,null,"",null,10,null,"https://www.ospel.pl/sites/all/pliki/import/image/podtynk/szafir/szary_mat/gpk-1z_p_70.jpg","",null,"","","",null,null,null,"SZARY MAT",null,"","75 mm","75 mm","22 mm",null,null,"2024-06-04",null,"","https://www.ospel.pl/sites/all/pliki/import/image/podtynk/szafir/szary_mat/gpk-1z_p_70.jpg","26.30.30.0","8517 18 00"]
[4065,"GPK-2Z/K/m/70","Gniazdo komputerowe podwójne, kat. 5e MMC",62.42,1,"szt","PLN","23%","",10,null,null,null,null,"5906729014630",null,null,"SZAFIR",null,null,"",null,10,null,"https://www.ospel.pl/sites/all/pliki/import/image/podtynk/szafir/szary_mat/gpk-2z_k_m_70.jpg","",null,"Złącze IDC","","",null,null,null,"SZARY MAT",null,"","75 mm","75 mm","22 mm",null,null,"2024-06-04",null,"","https://www.ospel.pl/sites/all/pliki/import/image/podtynk/szafir/szary_mat/gpk-2z_k_m_70.jpg","26.30.30.0","8517 18 00"]
[4076,"GPT-1Z/m/33","Gniazdo telefoniczne pojedyncze",39.799999999999997,1,"szt","PLN","23%","",10,null,null,null,null,"5906729013787",null,null,"SZAFIR",null,null,"",null,10,null,"https://www.ospel.pl/sites/all/pliki/import/image/podtynk/szafir/czarny/gpt-1z_m_33.jpg","",null,"Złącze IDC","","",null,null,null,"CZARNY METALIK",null,"","75 mm","75 mm","22 mm",null,null,"2024-06-04",null,"","https://www.ospel.pl/sites/all/pliki/import/image/podtynk/szafir/czarny/gpt-1z_m_33.jpg","26.30.30.0","8517 18 00"]
[4079,"GPT-2ZN/m/18","Gniazdo telefoniczne podwójne niezależne",50.31,1,"szt","PLN","23%","",10,null,null,null,null,"5906729012971",null,null,"SZAFIR",null,null,"",null,10,null,"https://www.ospel.pl/sites/all/pliki/import/image/podtynk/szafir/srebrny/gpt-2zn_m_18.jpg","",null,"Złącze IDC","","",null,null,null,"SREBRO",null,"","75 mm","75 mm","22 mm",null,null,"2024-06-04",null,"","https://www.ospel.pl/sites/all/pliki/import/image/podtynk/szafir/srebrny/gpt-2zn_m_18.jpg","26.30.30.0","8517 18 00"]
[4087,"ŁP-10ZS/m/18","Łącznik podwójny schodowy z podświetleniem niebieskim",41.72,1,"szt","PLN","23%","",10,null,null,null,null,"5906729012575",null,null,"SZAFIR",null,null,"",null,10,null,"https://www.ospel.pl/sites/all/pliki/import/image/podtynk/szafir/srebrny/lp-10zs_m_18.jpg","",null,"10AX250V~, IP20, zaciski bezgwintowe","","",null,null,null,"SREBRO",null,"","75 mm","75 mm","21 mm",null,null,"2024-06-04",null,"","https://www.ospel.pl/sites/all/pliki/import/image/podtynk/szafir/srebrny/lp-10zs_m_18.jpg","27.33.11.0","8536 50 07"]
[4099,"ŁP-12ZS/m/18","Łącznik kontrolny z podświetleniem niebieskim",27.44,1,"szt","PLN","23%","",10,null,null,null,null,"5906729012537",null,null,"SZAFIR",null,null,"",null,10,null,"https://www.ospel.pl/sites/all/pliki/import/image/podtynk/szafir/srebrny/lp-12zs_m_18.jpg","",null,"10AX250V~, IP20, zaciski bezgwintowe","","",null,null,null,"SREBRO",null,"","75 mm","75 mm","21 mm",null,null,"2024-06-04",null,"","https://www.ospel.pl/sites/all/pliki/import/image/podtynk/szafir/srebrny/lp-12zs_m_18.jpg","27.33.11.0","8536 50 07"]
[4101,"ŁP-12ZS/m/70","Łącznik kontrolny z podświetleniem niebieskim",27.44,1,"szt","PLN","23%","",10,null,null,null,null,"5906729014173",null,null,"SZAFIR",null,null,"",null,10,null,"https://www.ospel.pl/sites/all/pliki/import/image/podtynk/szafir/szary_mat/lp-12zs_m_70.jpg","",null,"10AX250V~, IP20, zaciski bezgwintowe","","",null,null,null,"SZARY MAT",null,"","75 mm","75 mm","21 mm",null,null,"2024-06-04",null,"","https://www.ospel.pl/sites/all/pliki/import/image/podtynk/szafir/szary_mat/lp-12zs_m_70.jpg","27.33.11.0","8536 50 07"]
[4109,"ŁP-17Z/m/70","Łącznik podwójny zwierny",30.43,1,"szt","PLN","23%","",10,null,null,null,null,"5906729014227",null,null,"SZAFIR",null,null,"",null,10,null,"https://www.ospel.pl/sites/all/pliki/import/image/podtynk/szafir/szary_mat/lp-17z_m_70.jpg","",null,"10AX250V~, IP20, zaciski bezgwintowe","","",null,null,null,"SZARY MAT",null,"","75 mm","75 mm","21 mm",null,null,"2024-06-04",null,"","https://www.ospel.pl/sites/all/pliki/import/image/podtynk/szafir/szary_mat/lp-17z_m_70.jpg","27.33.11.0","8536 50 07"]
[4121,"ŁP-1ZS/m/70","Łącznik jednobiegunowy z podświetleniem niebieskim",23.56,1,"szt","PLN","23%","",10,null,null,null,null,"5906729014005",null,null,"SZAFIR",null,null,"",null,10,null,"https://www.ospel.pl/sites/all/pliki/import/image/podtynk/szafir/szary_mat/lp-1zs_m_70.jpg","",null,"10AX250V~, IP20, zaciski bezgwintowe","","",null,null,null,"SZARY MAT",null,"","75 mm","75 mm","21 mm",null,null,"2024-06-04",null,"","https://www.ospel.pl/sites/all/pliki/import/image/podtynk/szafir/szary_mat/lp-1zs_m_70.jpg","27.33.11.0","8536 50 07"]
[4126,"ŁP-21ZS/m/00","Łącznik zwierny z podświetleniem białym",21.58,1,"szt","PLN","23%","",10,null,null,null,null,"5906729015699",null,null,"SZAFIR",null,null,"",null,10,null,"https://www.ospel.pl/sites/all/pliki/import/image/podtynk/szafir/bialy/lp-1zs_m_00.jpg","",null,"10AX250V~, IP20, zaciski bezgwintowe","","",null,null,null,"BIAŁY",null,"","75 mm","75 mm","21 mm",null,null,"2024-06-04",null,"","https://www.ospel.pl/sites/all/pliki/import/image/podtynk/szafir/bialy/lp-1zs_m_00.jpg","27.33.11.0","8536 50 07"]
[4130,"ŁP-2Z/m/00","Łącznik dwugrupowy świecznikowy",12.57,1,"szt","PLN","23%","",10,null,null,null,null,"5906729011554",null,null,"SZAFIR",null,null,"",null,10,null,"https://www.ospel.pl/sites/all/pliki/import/image/podtynk/szafir/bialy/lp-2z_m_00.jpg","",null,"10AX250V~, IP20, zaciski bezgwintowe","","",null,null,null,"BIAŁY",null,"","75 mm","75 mm","21 mm",null,null,"2024-06-04",null,"","https://www.ospel.pl/sites/all/pliki/import/image/podtynk/szafir/bialy/lp-2z_m_00.jpg","27.33.11.0","8536 50 07"]
[4131,"ŁP-2Z/m/18","Łącznik dwugrupowy świecznikowy",21.01,1,"szt","PLN","23%","",10,null,null,null,null,"5906729012377",null,null,"SZAFIR",null,null,"",null,10,null,"https://www.ospel.pl/sites/all/pliki/import/image/podtynk/szafir/srebrny/lp-2z_m_18.jpg","",null,"10AX250V~, IP20, zaciski bezgwintowe","","",null,null,null,"SREBRO",null,"","75 mm","75 mm","21 mm",null,null,"2024-06-04",null,"","https://www.ospel.pl/sites/all/pliki/import/image/podtynk/szafir/srebrny/lp-2z_m_18.jpg","27.33.11.0","8536 50 07"]
[4132,"ŁP-2Z/m/33","Łącznik dwugrupowy świecznikowy",21.01,1,"szt","PLN","23%","",10,null,null,null,null,"5906729013190",null,null,"SZAFIR",null,null,"",null,10,null,"https://www.ospel.pl/sites/all/pliki/import/image/podtynk/szafir/czarny/lp-2z_m_33.jpg","",null,"10AX250V~, IP20, zaciski bezgwintowe","","",null,null,null,"CZARNY METALIK",null,"","75 mm","75 mm","31 mm",null,null,"2024-06-04",null,"","https://www.ospel.pl/sites/all/pliki/import/image/podtynk/szafir/czarny/lp-2z_m_33.jpg","27.33.11.0","8536 50 07"]
[4133,"ŁP-2Z/m/70","Łącznik dwugrupowy świecznikowy",21.01,1,"szt","PLN","23%","",10,null,null,null,null,"5906729014012",null,null,"SZAFIR",null,null,"",null,10,null,"https://www.ospel.pl/sites/all/pliki/import/image/podtynk/szafir/szary_mat/lp-2z_m_70.jpg","",null,"10AX250V~, IP20, zaciski bezgwintowe","","",null,null,null,"SZARY MAT",null,"","75 mm","75 mm","21 mm",null,null,"2024-06-04",null,"","https://www.ospel.pl/sites/all/pliki/import/image/podtynk/szafir/szary_mat/lp-2z_m_70.jpg","27.33.11.0","8536 50 07"]
[4134,"ŁP-2ZS/m/00","Łącznik dwugrupowy świecznikowy z podświetleniem białym",23.51,1,"szt","PLN","23%","",10,null,null,null,null,"5906729011561",null,null,"SZAFIR",null,null,"",null,10,null,"https://www.ospel.pl/sites/all/pliki/import/image/podtynk/szafir/bialy/lp-2zs_m_00.jpg","",null,"10AX250V~, IP20, zaciski bezgwintowe","","",null,null,null,"BIAŁY",null,"","75 mm","75 mm","21 mm",null,null,"2024-06-04",null,"","https://www.ospel.pl/sites/all/pliki/import/image/podtynk/szafir/bialy/lp-2zs_m_00.jpg","27.33.11.0","8536 50 07"]
[4135,"ŁP-2ZS/m/18","Łącznik dwugrupowy świecznikowy z podświetleniem niebieskim",26.27,1,"szt","PLN","23%","",10,null,null,null,null,"5906729012384",null,null,"SZAFIR",null,null,"",null,10,null,"https://www.ospel.pl/sites/all/pliki/import/image/podtynk/szafir/srebrny/lp-2zs_m_18.jpg","",null,"10AX250V~, IP20, zaciski bezgwintowe","","",null,null,null,"SREBRO",null,"","75 mm","75 mm","21 mm",null,null,"2024-06-04",null,"","https://www.ospel.pl/sites/all/pliki/import/image/podtynk/szafir/srebrny/lp-2zs_m_18.jpg","27.33.11.0","8536 50 07"]
[4136,"ŁP-2ZS/m/33","Łącznik dwugrupowy świecznikowy z podświetleniem niebieskim",26.27,1,"szt","PLN","23%","",10,null,null,null,null,"5906729013206",null,null,"SZAFIR",null,null,"",null,10,null,"https://www.ospel.pl/sites/all/pliki/import/image/podtynk/szafir/czarny/lp-2zs_m_33.jpg","",null,"10AX250V~, IP20, zaciski bezgwintowe","","",null,null,null,"CZARNY METALIK",null,"","75 mm","75 mm","21 mm",null,null,"2024-06-04",null,"","https://www.ospel.pl/sites/all/pliki/import/image/podtynk/szafir/czarny/lp-2zs_m_33.jpg","27.33.11.0","8536 50 07"]
[4137,"ŁP-2ZS/m/70","Łącznik dwugrupowy świecznikowy z podświetleniem niebieskim",26.27,1,"szt","PLN","23%","",10,null,null,null,null,"5906729014029",null,null,"SZAFIR",null,null,"",null,10,null,"https://www.ospel.pl/sites/all/pliki/import/image/podtynk/szafir/szary_mat/lp-2zs_m_70.jpg","",null,"10AX250V~, IP20, zaciski bezgwintowe","","",null,null,null,"SZARY MAT",null,"","75 mm","75 mm","21 mm",null,null,"2024-06-04",null,"","https://www.ospel.pl/sites/all/pliki/import/image/podtynk/szafir/szary_mat/lp-2zs_m_70.jpg","27.33.11.0","8536 50 07"]
[4138,"ŁP-3Z/m/00","Łącznik schodowy",12.94,1,"szt","PLN","23%","",10,null,null,null,null,"5906729011578",null,null,"SZAFIR",null,null,"",null,10,null,"https://www.ospel.pl/sites/all/pliki/import/image/podtynk/szafir/bialy/lp-3z_m_00.jpg","",null,"10AX250V~, IP20, zaciski bezgwintowe","","",null,null,null,"BIAŁY",null,"","75 mm","75 mm","21 mm",null,null,"2024-06-04",null,"","https://www.ospel.pl/sites/all/pliki/import/image/podtynk/szafir/bialy/lp-3z_m_00.jpg","27.33.11.0","8536 50 07"]
[4139,"ŁP-3Z/m/18","Łącznik schodowy",18.7,1,"szt","PLN","23%","",10,null,null,null,null,"5906729012391",null,null,"SZAFIR",null,null,"",null,10,null,"https://www.ospel.pl/sites/all/pliki/import/image/podtynk/szafir/srebrny/lp-3z_m_18.jpg","",null,"10AX250V~, IP20, zaciski bezgwintowe","","",null,null,null,"SREBRO",null,"","75 mm","75 mm","21 mm",null,null,"2024-06-04",null,"","https://www.ospel.pl/sites/all/pliki/import/image/podtynk/szafir/srebrny/lp-3z_m_18.jpg","27.33.11.0","8536 50 07"]
[4140,"ŁP-3Z/m/33","Łącznik schodowy",18.7,1,"szt","PLN","23%","",10,null,null,null,null,"5906729013213",null,null,"SZAFIR",null,null,"",null,10,null,"https://www.ospel.pl/sites/all/pliki/import/image/podtynk/szafir/czarny/lp-3z_m_33.jpg","",null,"10AX250V~, IP20, zaciski bezgwintowe","","",null,null,null,"CZARNY METALIK",null,"","75 mm","75 mm","21 mm",null,null,"2024-06-04",null,"","https://www.ospel.pl/sites/all/pliki/import/image/podtynk/szafir/czarny/lp-3z_m_33.jpg","27.33.11.0","8536 50 07"]
[4141,"ŁP-3Z/m/70","Łącznik schodowy",18.7,1,"szt","PLN","23%","",10,null,null,null,null,"5906729014036",null,null,"SZAFIR",null,null,"",null,10,null,"https://www.ospel.pl/sites/all/pliki/import/image/podtynk/szafir/szary_mat/lp-3z_m_70.jpg","",null,"10AX250V~, IP20, zaciski bezgwintowe","","",null,null,null,"SZARY MAT",null,"","75 mm","75 mm","21 mm",null,null,"2024-06-04",null,"","https://www.ospel.pl/sites/all/pliki/import/image/podtynk/szafir/szary_mat/lp-3z_m_70.jpg","27.33.11.0","8536 50 07"]
[4142,"ŁP-3ZS/m/00","Łącznik schodowy z podświetleniem białym",23.84,1,"szt","PLN","23%","",10,null,null,null,null,"5906729011585",null,null,"SZAFIR",null,null,"",null,10,null,"https://www.ospel.pl/sites/all/pliki/import/image/podtynk/szafir/bialy/lp-3zs_m_00.jpg","",null,"10AX250V~, IP20, zaciski bezgwintowe","","",null,null,null,"BIAŁY",null,"","75 mm","75 mm","21 mm",null,null,"2024-06-04",null,"","https://www.ospel.pl/sites/all/pliki/import/image/podtynk/szafir/bialy/lp-3zs_m_00.jpg","27.33.11.0","8536 50 07"]
[4143,"ŁP-3ZS/m/18","Łącznik schodowy z podświetleniem niebieskim",26.89,1,"szt","PLN","23%","",10,null,null,null,null,"5906729012407",null,null,"SZAFIR",null,null,"",null,10,null,"https://www.ospel.pl/sites/all/pliki/import/image/podtynk/szafir/srebrny/lp-3zs_m_18.jpg","",null,"10AX250V~, IP20, zaciski bezgwintowe","","",null,null,null,"SREBRO",null,"","75 mm","75 mm","21 mm",null,null,"2024-06-04",null,"","https://www.ospel.pl/sites/all/pliki/import/image/podtynk/szafir/srebrny/lp-3zs_m_18.jpg","27.33.11.0","8536 50 07"]
[4144,"ŁP-3ZS/m/33","Łącznik schodowy z podświetleniem niebieskim",26.89,1,"szt","PLN","23%","",10,null,null,null,null,"5906729013220",null,null,"SZAFIR",null,null,"",null,10,null,"https://www.ospel.pl/sites/all/pliki/import/image/podtynk/szafir/czarny/lp-3zs_m_33.jpg","",null,"10AX250V~, IP20, zaciski bezgwintowe","","",null,null,null,"CZARNY METALIK",null,"","75 mm","75 mm","21 mm",null,null,"2024-06-04",null,"","https://www.ospel.pl/sites/all/pliki/import/image/podtynk/szafir/czarny/lp-3zs_m_33.jpg","27.33.11.0","8536 50 07"]
[4145,"ŁP-3ZS/m/70","Łącznik schodowy z podświetleniem niebieskim",26.89,1,"szt","PLN","23%","",10,null,null,null,null,"5906729014043",null,null,"SZAFIR",null,null,"",null,10,null,"https://www.ospel.pl/sites/all/pliki/import/image/podtynk/szafir/szary_mat/lp-3zs_m_70.jpg","",null,"10AX250V~, IP20, zaciski bezgwintowe","","",null,null,null,"SZARY MAT",null,"","75 mm","75 mm","21 mm",null,null,"2024-06-04",null,"","https://www.ospel.pl/sites/all/pliki/import/image/podtynk/szafir/szary_mat/lp-3zs_m_70.jpg","27.33.11.0","8536 50 07"]
[4146,"ŁP-4Z/m/00","Łącznik krzyżowy",20.149999999999999,1,"szt","PLN","23%","",10,null,null,null,null,"5906729011592",null,null,"SZAFIR",null,null,"",null,10,null,"https://www.ospel.pl/sites/all/pliki/import/image/podtynk/szafir/bialy/lp-4z_m_00.jpg","",null,"10AX250V~, IP20, zaciski bezgwintowe","","",null,null,null,"BIAŁY",null,"","75 mm","75 mm","21 mm",null,null,"2024-06-04",null,"","https://www.ospel.pl/sites/all/pliki/import/image/podtynk/szafir/bialy/lp-4z_m_00.jpg","27.33.11.0","8536 50 07"]
[4147,"ŁP-4Z/m/18","Łącznik krzyżowy",26.78,1,"szt","PLN","23%","",10,null,null,null,null,"5906729012414",null,null,"SZAFIR",null,null,"",null,10,null,"https://www.ospel.pl/sites/all/pliki/import/image/podtynk/szafir/srebrny/lp-4z_m_18.jpg","",null,"10AX250V~, IP20, zaciski bezgwintowe","","",null,null,null,"SREBRO",null,"","75 mm","75 mm","21 mm",null,null,"2024-06-04",null,"","https://www.ospel.pl/sites/all/pliki/import/image/podtynk/szafir/srebrny/lp-4z_m_18.jpg","27.33.11.0","8536 50 07"]
[4148,"ŁP-4Z/m/33","Łącznik krzyżowy",26.78,1,"szt","PLN","23%","",10,null,null,null,null,"5906729013237",null,null,"SZAFIR",null,null,"",null,10,null,"https://www.ospel.pl/sites/all/pliki/import/image/podtynk/szafir/czarny/lp-4z_m_33.jpg","",null,"10AX250V~, IP20, zaciski bezgwintowe","","",null,null,null,"CZARNY METALIK",null,"","75 mm","75 mm","21 mm",null,null,"2024-06-04",null,"","https://www.ospel.pl/sites/all/pliki/import/image/podtynk/szafir/czarny/lp-4z_m_33.jpg","27.33.11.0","8536 50 07"]
[4149,"ŁP-4Z/m/70","Łącznik krzyżowy",26.78,1,"szt","PLN","23%","",10,null,null,null,null,"5906729014050",null,null,"SZAFIR",null,null,"",null,10,null,"https://www.ospel.pl/sites/all/pliki/import/image/podtynk/szafir/szary_mat/lp-4z_m_70.jpg","",null,"10AX250V~, IP20, zaciski bezgwintowe","","",null,null,null,"SZARY MAT",null,"","75 mm","75 mm","21 mm",null,null,"2024-06-04",null,"","https://www.ospel.pl/sites/all/pliki/import/image/podtynk/szafir/szary_mat/lp-4z_m_70.jpg","27.33.11.0","8536 50 07"]
[4150,"ŁP-4ZS/m/00","Łącznik krzyżowy z podświetleniem białym",27.71,1,"szt","PLN","23%","",10,null,null,null,null,"5906729011608",null,null,"SZAFIR",null,null,"",null,10,null,"https://www.ospel.pl/sites/all/pliki/import/image/podtynk/szafir/bialy/lp-4zs_m_00.jpg","",null,"10AX250V~, IP20, zaciski bezgwintowe","","",null,null,null,"BIAŁY",null,"","75 mm","75 mm","21 mm",null,null,"2024-06-04",null,"","https://www.ospel.pl/sites/all/pliki/import/image/podtynk/szafir/bialy/lp-4zs_m_00.jpg","27.33.11.0","8536 50 07"]
[4151,"ŁP-4ZS/m/18","Łącznik krzyżowy z podświetleniem niebieskim",34.35,1,"szt","PLN","23%","",10,null,null,null,null,"5906729012421",null,null,"SZAFIR",null,null,"",null,10,null,"https://www.ospel.pl/sites/all/pliki/import/image/podtynk/szafir/srebrny/lp-4zs_m_18.jpg","",null,"10AX250V~, IP20, zaciski bezgwintowe","","",null,null,null,"SREBRO",null,"","75 mm","75 mm","21 mm",null,null,"2024-06-04",null,"","https://www.ospel.pl/sites/all/pliki/import/image/podtynk/szafir/srebrny/lp-4zs_m_18.jpg","27.33.11.0","8536 50 07"]
[4152,"ŁP-4ZS/m/33","Łącznik krzyżowy z podświetleniem niebieskim",34.35,1,"szt","PLN","23%","",10,null,null,null,null,"5906729013244",null,null,"SZAFIR",null,null,"",null,10,null,"https://www.ospel.pl/sites/all/pliki/import/image/podtynk/szafir/czarny/lp-4zs_m_33.jpg","",null,"10AX250V~, IP20, zaciski bezgwintowe","","",null,null,null,"CZARNY METALIK",null,"","75 mm","75 mm","21 mm",null,null,"2024-06-04",null,"","https://www.ospel.pl/sites/all/pliki/import/image/podtynk/szafir/czarny/lp-4zs_m_33.jpg","27.33.11.0","8536 50 07"]
[4153,"ŁP-4ZS/m/70","Łącznik krzyżowy z podświetleniem niebieskim",34.35,1,"szt","PLN","23%","",10,null,null,null,null,"5906729014067",null,null,"SZAFIR",null,null,"",null,10,null,"https://www.ospel.pl/sites/all/pliki/import/image/podtynk/szafir/szary_mat/lp-4zs_m_70.jpg","",null,"10AX250V~, IP20, zaciski bezgwintowe","","",null,null,null,"SZARY MAT",null,"","75 mm","75 mm","21 mm",null,null,"2024-06-04",null,"","https://www.ospel.pl/sites/all/pliki/import/image/podtynk/szafir/szary_mat/lp-4zs_m_70.jpg","27.33.11.0","8536 50 07"]
[4154,"ŁP-5Z/m/00","Łącznik zwierny \"światło\"",11.54,1,"szt","PLN","23%","",10,null,null,null,null,"5906729011615",null,null,"SZAFIR",null,null,"",null,10,null,"https://www.ospel.pl/sites/all/pliki/import/image/podtynk/szafir/bialy/lp-5z_m_00.jpg","",null,"10AX250V~, IP20, zaciski bezgwintowe","","",null,null,null,"BIAŁY",null,"","75 mm","75 mm","21 mm",null,null,"2024-06-04",null,"","https://www.ospel.pl/sites/all/pliki/import/image/podtynk/szafir/bialy/lp-5z_m_00.jpg","27.33.11.0","8536 50 07"]
[4155,"ŁP-5Z/m/18","Łącznik zwierny \"światło\"",17.260000000000002,1,"szt","PLN","23%","",10,null,null,null,null,"5906729012438",null,null,"SZAFIR",null,null,"",null,10,null,"https://www.ospel.pl/sites/all/pliki/import/image/podtynk/szafir/srebrny/lp-5z_m_18.jpg","",null,"10AX250V~, IP20, zaciski bezgwintowe","","",null,null,null,"SREBRO",null,"","75 mm","75 mm","21 mm",null,null,"2024-06-04",null,"","https://www.ospel.pl/sites/all/pliki/import/image/podtynk/szafir/srebrny/lp-5z_m_18.jpg","27.33.11.0","8536 50 07"]
[4156,"ŁP-5Z/m/33","Łącznik zwierny \"światło\"",17.260000000000002,1,"szt","PLN","23%","",10,null,null,null,null,"5906729013251",null,null,"SZAFIR",null,null,"",null,10,null,"https://www.ospel.pl/sites/all/pliki/import/image/podtynk/szafir/czarny/lp-5z_m_33.jpg","",null,"10AX250V~, IP20, zaciski bezgwintowe","","",null,null,null,"CZARNY METALIK",null,"","75 mm","75 mm","21 mm",null,null,"2024-06-04",null,"","https://www.ospel.pl/sites/all/pliki/import/image/podtynk/szafir/czarny/lp-5z_m_33.jpg","27.33.11.0","8536 50 07"]
[4157,"ŁP-5Z/m/70","Łącznik zwierny \"światło\"",17.260000000000002,1,"szt","PLN","23%","",10,null,null,null,null,"5906729014074",null,null,"SZAFIR",null,null,"",null,10,null,"https://www.ospel.pl/sites/all/pliki/import/image/podtynk/szafir/szary_mat/lp-5z_m_70.jpg","",null,"10AX250V~, IP20, zaciski bezgwintowe","","",null,null,null,"SZARY MAT",null,"","75 mm","75 mm","21 mm",null,null,"2024-06-04",null,"","https://www.ospel.pl/sites/all/pliki/import/image/podtynk/szafir/szary_mat/lp-5z_m_70.jpg","27.33.11.0","8536 50 07"]
[4158,"ŁP-5ZS/m/00","Łącznik zwierny \"światło\" z podświetleniem białym",21.58,1,"szt","PLN","23%","",10,null,null,null,null,"5906729011622",null,null,"SZAFIR",null,null,"",null,10,null,"https://www.ospel.pl/sites/all/pliki/import/image/podtynk/szafir/bialy/lp-5zs_m_00.jpg","",null,"10AX250V~, IP20, zaciski bezgwintowe","","",null,null,null,"BIAŁY",null,"","75 mm","75 mm","21 mm",null,null,"2024-06-04",null,"","https://www.ospel.pl/sites/all/pliki/import/image/podtynk/szafir/bialy/lp-5zs_m_00.jpg","27.33.11.0","8536 50 07"]
[4159,"ŁP-5ZS/m/18","Łącznik zwierny \"światło\" z podświetleniem niebieskim",25.5,1,"szt","PLN","23%","",10,null,null,null,null,"5906729012445",null,null,"SZAFIR",null,null,"",null,10,null,"https://www.ospel.pl/sites/all/pliki/import/image/podtynk/szafir/srebrny/lp-5zs_m_18.jpg","",null,"10AX250V~, IP20, zaciski bezgwintowe","","",null,null,null,"SREBRO",null,"","75 mm","75 mm","21 mm",null,null,"2024-06-04",null,"","https://www.ospel.pl/sites/all/pliki/import/image/podtynk/szafir/srebrny/lp-5zs_m_18.jpg","27.33.11.0","8536 50 07"]
[4160,"ŁP-5ZS/m/33","Łącznik zwierny \"światło\" z podświetleniem niebieskim",25.5,1,"szt","PLN","23%","",10,null,null,null,null,"5906729013268",null,null,"SZAFIR",null,null,"",null,10,null,"https://www.ospel.pl/sites/all/pliki/import/image/podtynk/szafir/czarny/lp-5zs_m_33.jpg","",null,"10AX250V~, IP20, zaciski bezgwintowe","","",null,null,null,"CZARNY METALIK",null,"","75 mm","75 mm","21 mm",null,null,"2024-06-04",null,"","https://www.ospel.pl/sites/all/pliki/import/image/podtynk/szafir/czarny/lp-5zs_m_33.jpg","27.33.11.0","8536 50 07"]
[4161,"ŁP-5ZS/m/70","Łącznik zwierny \"światło\" z podświetleniem niebieskim",25.5,1,"szt","PLN","23%","",10,null,null,null,null,"5906729014081",null,null,"SZAFIR",null,null,"",null,10,null,"https://www.ospel.pl/sites/all/pliki/import/image/podtynk/szafir/szary_mat/lp-5zs_m_70.jpg","",null,"10AX250V~, IP20, zaciski bezgwintowe","","",null,null,null,"SZARY MAT",null,"","75 mm","75 mm","21 mm",null,null,"2024-06-04",null,"","https://www.ospel.pl/sites/all/pliki/import/image/podtynk/szafir/szary_mat/lp-5zs_m_70.jpg","27.33.11.0","8536 50 07"]
[4162,"ŁP-6Z/m/00","Łącznik zwierny \"dzwonek\"",11.54,1,"szt","PLN","23%","",10,null,null,null,null,"5906729011639",null,null,"SZAFIR",null,null,"",null,10,null,"https://www.ospel.pl/sites/all/pliki/import/image/podtynk/szafir/bialy/lp-6z_m_00.jpg","",null,"10AX250V~, IP20, zaciski bezgwintowe","","",null,null,null,"BIAŁY",null,"","75 mm","75 mm","21 mm",null,null,"2024-06-04",null,"","https://www.ospel.pl/sites/all/pliki/import/image/podtynk/szafir/bialy/lp-6z_m_00.jpg","27.33.11.0","8536 50 07"]
[4163,"ŁP-6Z/m/18","Łącznik zwierny \"dzwonek\"",17.260000000000002,1,"szt","PLN","23%","",10,null,null,null,null,"5906729012452",null,null,"SZAFIR",null,null,"",null,10,null,"https://www.ospel.pl/sites/all/pliki/import/image/podtynk/szafir/srebrny/lp-6z_m_18.jpg","",null,"10AX250V~, IP20, zaciski bezgwintowe","","",null,null,null,"SREBRO",null,"","75 mm","75 mm","21 mm",null,null,"2024-06-04",null,"","https://www.ospel.pl/sites/all/pliki/import/image/podtynk/szafir/srebrny/lp-6z_m_18.jpg","27.33.11.0","8536 50 07"]
[4164,"ŁP-6Z/m/33","Łącznik zwierny \"dzwonek\"",17.260000000000002,1,"szt","PLN","23%","",10,null,null,null,null,"5906729013275",null,null,"SZAFIR",null,null,"",null,10,null,"https://www.ospel.pl/sites/all/pliki/import/image/podtynk/szafir/czarny/lp-6z_m_33.jpg","",null,"10AX250V~, IP20, zaciski bezgwintowe","","",null,null,null,"CZARNY METALIK",null,"","75 mm","75 mm","21 mm",null,null,"2024-06-04",null,"","https://www.ospel.pl/sites/all/pliki/import/image/podtynk/szafir/czarny/lp-6z_m_33.jpg","27.33.11.0","8536 50 07"]
[4165,"ŁP-6Z/m/70","Łącznik zwierny \"dzwonek\"",17.260000000000002,1,"szt","PLN","23%","",10,null,null,null,null,"5906729014098",null,null,"SZAFIR",null,null,"",null,10,null,"https://www.ospel.pl/sites/all/pliki/import/image/podtynk/szafir/szary_mat/lp-6z_m_70.jpg","",null,"10AX250V~, IP20, zaciski bezgwintowe","","",null,null,null,"SZARY MAT",null,"","75 mm","75 mm","21 mm",null,null,"2024-06-04",null,"","https://www.ospel.pl/sites/all/pliki/import/image/podtynk/szafir/szary_mat/lp-6z_m_70.jpg","27.33.11.0","8536 50 07"]
[4166,"ŁP-6ZS/m/00","Łącznik zwierny \"dzwonek\" z podświetleniem białym",21.58,1,"szt","PLN","23%","",10,null,null,null,null,"5906729011646",null,null,"SZAFIR",null,null,"",null,10,null,"https://www.ospel.pl/sites/all/pliki/import/image/podtynk/szafir/bialy/lp-6zs_m_00.jpg","",null,"10AX250V~, IP20, zaciski bezgwintowe","","",null,null,null,"BIAŁY",null,"","75 mm","75 mm","21 mm",null,null,"2024-06-04",null,"","https://www.ospel.pl/sites/all/pliki/import/image/podtynk/szafir/bialy/lp-6zs_m_00.jpg","27.33.11.0","8536 50 07"]
[4167,"ŁP-6ZS/m/18","Łącznik zwierny \"dzwonek\" z podświetleniem niebieskim",25.5,1,"szt","PLN","23%","",10,null,null,null,null,"5906729012469",null,null,"SZAFIR",null,null,"",null,10,null,"https://www.ospel.pl/sites/all/pliki/import/image/podtynk/szafir/srebrny/lp-6zs_m_18.jpg","",null,"10AX250V~, IP20, zaciski bezgwintowe","","",null,null,null,"SREBRO",null,"","75 mm","75 mm","21 mm",null,null,"2024-06-04",null,"","https://www.ospel.pl/sites/all/pliki/import/image/podtynk/szafir/srebrny/lp-6zs_m_18.jpg","27.33.11.0","8536 50 07"]
[4168,"ŁP-6ZS/m/33","Łącznik zwierny \"dzwonek\" z podświetleniem niebieskim",25.5,1,"szt","PLN","23%","",10,null,null,null,null,"5906729013282",null,null,"SZAFIR",null,null,"",null,10,null,"https://www.ospel.pl/sites/all/pliki/import/image/podtynk/szafir/czarny/lp-6zs_m_33.jpg","",null,"10AX250V~, IP20, zaciski bezgwintowe","","",null,null,null,"CZARNY METALIK",null,"","75 mm","75 mm","21 mm",null,null,"2024-06-04",null,"","https://www.ospel.pl/sites/all/pliki/import/image/podtynk/szafir/czarny/lp-6zs_m_33.jpg","27.33.11.0","8536 50 07"]
[4169,"ŁP-6ZS/m/70","Łącznik zwierny \"dzwonek\" z podświetleniem niebieskim",25.5,1,"szt","PLN","23%","",10,null,null,null,null,"5906729014104",null,null,"SZAFIR",null,null,"",null,10,null,"https://www.ospel.pl/sites/all/pliki/import/image/podtynk/szafir/szary_mat/lp-6zs_m_70.jpg","",null,"10AX250V~, IP20, zaciski bezgwintowe","","",null,null,null,"SZARY MAT",null,"","75 mm","75 mm","21 mm",null,null,"2024-06-04",null,"","https://www.ospel.pl/sites/all/pliki/import/image/podtynk/szafir/szary_mat/lp-6zs_m_70.jpg","27.33.11.0","8536 50 07"]
[4170,"ŁP-7Z/m/00","Łącznik żaluzjowy, zwierny",22.2,1,"szt","PLN","23%","",10,null,null,null,null,"5906729011653",null,null,"SZAFIR",null,null,"",null,10,null,"https://www.ospel.pl/sites/all/pliki/import/image/podtynk/szafir/bialy/lp-7z_m_00.jpg","",null,"10AX250V~, IP20, zaciski bezgwintowe","","",null,null,null,"BIAŁY",null,"","75 mm","75 mm","21 mm",null,null,"2024-06-04",null,"","https://www.ospel.pl/sites/all/pliki/import/image/podtynk/szafir/bialy/lp-7z_m_00.jpg","27.33.11.0","8536 50 07"]
[4171,"ŁP-7Z/m/18","Łącznik żaluzjowy, zwierny",28.03,1,"szt","PLN","23%","",10,null,null,null,null,"5906729012476",null,null,"SZAFIR",null,null,"",null,10,null,"https://www.ospel.pl/sites/all/pliki/import/image/podtynk/szafir/srebrny/lp-7z_m_18.jpg","",null,"10AX250V~, IP20, zaciski bezgwintowe","","",null,null,null,"SREBRO",null,"","75 mm","75 mm","21 mm",null,null,"2024-06-04",null,"","https://www.ospel.pl/sites/all/pliki/import/image/podtynk/szafir/srebrny/lp-7z_m_18.jpg","27.33.11.0","8536 50 07"]
[4172,"ŁP-7Z/m/33","Łącznik żaluzjowy, zwierny",28.03,1,"szt","PLN","23%","",10,null,null,null,null,"5906729013299",null,null,"SZAFIR",null,null,"",null,10,null,"https://www.ospel.pl/sites/all/pliki/import/image/podtynk/szafir/czarny/lp-7z_m_33.jpg","",null,"10AX250V~, IP20, zaciski bezgwintowe","","",null,null,null,"CZARNY METALIK",null,"","75 mm","75 mm","21 mm",null,null,"2024-06-04",null,"","https://www.ospel.pl/sites/all/pliki/import/image/podtynk/szafir/czarny/lp-7z_m_33.jpg","27.33.11.0","8536 50 07"]
[4173,"ŁP-7Z/m/70","Łącznik żaluzjowy, zwierny",28.03,1,"szt","PLN","23%","",10,null,null,null,null,"5906729014111",null,null,"SZAFIR",null,null,"",null,10,null,"https://www.ospel.pl/sites/all/pliki/import/image/podtynk/szafir/szary_mat/lp-7z_m_70.jpg","",null,"10AX250V~, IP20, zaciski bezgwintowe","","",null,null,null,"SZARY MAT",null,"","75 mm","75 mm","21 mm",null,null,"2024-06-04",null,"","https://www.ospel.pl/sites/all/pliki/import/image/podtynk/szafir/szary_mat/lp-7z_m_70.jpg","27.33.11.0","8536 50 07"]
[4174,"ŁP-7ZB/m/00","Łącznik żaluzjowy z blokadą mechaniczną",31.65,1,"szt","PLN","23%","",10,null,null,null,null,"5906729011677",null,null,"SZAFIR",null,null,"",null,10,null,"https://www.ospel.pl/sites/all/pliki/import/image/podtynk/szafir/bialy/lp-7zb_m_00.jpg","",null,"10AX250V~, IP20, zaciski bezgwintowe","","",null,null,null,"BIAŁY",null,"","75 mm","75 mm","21 mm",null,null,"2024-06-04",null,"","https://www.ospel.pl/sites/all/pliki/import/image/podtynk/szafir/bialy/lp-7zb_m_00.jpg","27.33.11.0","8536 50 07"]
[4175,"ŁP-7ZB/m/18","Łącznik żaluzjowy z blokadą mechaniczną",37.450000000000003,1,"szt","PLN","23%","",10,null,null,null,null,"5906729012490",null,null,"SZAFIR",null,null,"",null,10,null,"https://www.ospel.pl/sites/all/pliki/import/image/podtynk/szafir/srebrny/lp-7z_m_18.jpg","",null,"10AX250V~, IP20, zaciski bezgwintowe","","",null,null,null,"SREBRO",null,"","75 mm","75 mm","21 mm",null,null,"2024-06-04",null,"","https://www.ospel.pl/sites/all/pliki/import/image/podtynk/szafir/srebrny/lp-7z_m_18.jpg","27.33.11.0","8536 50 07"]
[4176,"ŁP-7ZB/m/33","Łącznik żaluzjowy z blokadą mechaniczną",37.450000000000003,1,"szt","PLN","23%","",10,null,null,null,null,"5906729013312",null,null,"SZAFIR",null,null,"",null,10,null,"https://www.ospel.pl/sites/all/pliki/import/image/podtynk/szafir/czarny/lp-7z_m_33.jpg","",null,"10AX250V~, IP20, zaciski bezgwintowe","","",null,null,null,"CZARNY METALIK",null,"","75 mm","75 mm","21 mm",null,null,"2024-06-04",null,"","https://www.ospel.pl/sites/all/pliki/import/image/podtynk/szafir/czarny/lp-7z_m_33.jpg","27.33.11.0","8536 50 07"]
[4177,"ŁP-7ZB/m/70","Łącznik żaluzjowy z blokadą mechaniczną",37.450000000000003,1,"szt","PLN","23%","",10,null,null,null,null,"5906729014135",null,null,"SZAFIR",null,null,"",null,10,null,"https://www.ospel.pl/sites/all/pliki/import/image/podtynk/szafir/szary_mat/lp-7zb_m_70.jpg","",null,"10AX250V~, IP20, zaciski bezgwintowe","","",null,null,null,"SZARY MAT",null,"","75 mm","75 mm","21 mm",null,null,"2024-06-04",null,"","https://www.ospel.pl/sites/all/pliki/import/image/podtynk/szafir/szary_mat/lp-7zb_m_70.jpg","27.33.11.0","8536 50 07"]
[4178,"ŁP-7ZBS/m/00","Łącznik żaluzjowy z podświetleniem białym z blokadą mechaniczną",40.119999999999997,1,"szt","PLN","23%","",10,null,null,null,null,"5906729011684",null,null,"SZAFIR",null,null,"",null,10,null,"https://www.ospel.pl/sites/all/pliki/import/image/podtynk/szafir/bialy/lp-7zbs_m_00.jpg","",null,"10AX250V~, IP20, zaciski bezgwintowe","","",null,null,null,"BIAŁY",null,"","75 mm","75 mm","21 mm",null,null,"2024-06-04",null,"","https://www.ospel.pl/sites/all/pliki/import/image/podtynk/szafir/bialy/lp-7zbs_m_00.jpg","27.33.11.0","8536 50 07"]
[4179,"ŁP-7ZBS/m/18","Łącznik żaluzjowy z podświetleniem niebieskim z blokadą mechaniczną",45.9,1,"szt","PLN","23%","",10,null,null,null,null,"5906729012506",null,null,"SZAFIR",null,null,"",null,10,null,"https://www.ospel.pl/sites/all/pliki/import/image/podtynk/szafir/srebrny/lp-7zs_m_18.jpg","",null,"10AX250V~, IP20, zaciski bezgwintowe","","",null,null,null,"SREBRO",null,"","75 mm","75 mm","21 mm",null,null,"2024-06-04",null,"","https://www.ospel.pl/sites/all/pliki/import/image/podtynk/szafir/srebrny/lp-7zs_m_18.jpg","27.33.11.0","8536 50 07"]
[4180,"ŁP-7ZBS/m/33","Łącznik żaluzjowy z podświetleniem niebieskim z blokadą mechaniczną",45.9,1,"szt","PLN","23%","",10,null,null,null,null,"5906729013329",null,null,"SZAFIR",null,null,"",null,10,null,"https://www.ospel.pl/sites/all/pliki/import/image/podtynk/szafir/czarny/lp-7zs_m_33.jpg","",null,"10AX250V~, IP20, zaciski bezgwintowe","","",null,null,null,"CZARNY METALIK",null,"","75 mm","75 mm","21 mm",null,null,"2024-06-04",null,"","https://www.ospel.pl/sites/all/pliki/import/image/podtynk/szafir/czarny/lp-7zs_m_33.jpg","27.33.11.0","8536 50 07"]
[4181,"ŁP-7ZBS/m/70","Łącznik żaluzjowy z podświetleniem niebieskim z blokadą mechaniczną",45.9,1,"szt","PLN","23%","",10,null,null,null,null,"5906729014142",null,null,"SZAFIR",null,null,"",null,10,null,"https://www.ospel.pl/sites/all/pliki/import/image/podtynk/szafir/szary_mat/lp-7zbs_m_70.jpg","",null,"10AX250V~, IP20, zaciski bezgwintowe","","",null,null,null,"SZARY MAT",null,"","75 mm","75 mm","21 mm",null,null,"2024-06-04",null,"","https://www.ospel.pl/sites/all/pliki/import/image/podtynk/szafir/szary_mat/lp-7zbs_m_70.jpg","27.33.11.0","8536 50 07"]
[4182,"ŁP-7ZS/m/00","Łącznik żaluzjowy, zwierny z podświetleniem białym",26.23,1,"szt","PLN","23%","",10,null,null,null,null,"5906729011660",null,null,"SZAFIR",null,null,"",null,10,null,"https://www.ospel.pl/sites/all/pliki/import/image/podtynk/szafir/bialy/lp-7zs_m_00.jpg","",null,"10AX250V~, IP20, zaciski bezgwintowe","","",null,null,null,"BIAŁY",null,"","75 mm","75 mm","21 mm",null,null,"2024-06-04",null,"","https://www.ospel.pl/sites/all/pliki/import/image/podtynk/szafir/bialy/lp-7zs_m_00.jpg","27.33.11.0","8536 50 07"]
[4183,"ŁP-7ZS/m/18","Łącznik żaluzjowy, zwierny z podświetleniem niebieskim",33.049999999999997,1,"szt","PLN","23%","",10,null,null,null,null,"5906729012483",null,null,"SZAFIR",null,null,"",null,10,null,"https://www.ospel.pl/sites/all/pliki/import/image/podtynk/szafir/srebrny/lp-7zs_m_18.jpg","",null,"10AX250V~, IP20, zaciski bezgwintowe","","",null,null,null,"SREBRO",null,"","75 mm","75 mm","21 mm",null,null,"2024-06-04",null,"","https://www.ospel.pl/sites/all/pliki/import/image/podtynk/szafir/srebrny/lp-7zs_m_18.jpg","27.33.11.0","8536 50 07"]
[4184,"ŁP-7ZS/m/33","Łącznik żaluzjowy, zwierny z podświetleniem niebieskim",33.049999999999997,1,"szt","PLN","23%","",10,null,null,null,null,"5906729013305",null,null,"SZAFIR",null,null,"",null,10,null,"https://www.ospel.pl/sites/all/pliki/import/image/podtynk/szafir/czarny/lp-7zs_m_33.jpg","",null,"10AX250V~, IP20, zaciski bezgwintowe","","",null,null,null,"CZARNY METALIK",null,"","75 mm","75 mm","21 mm",null,null,"2024-06-04",null,"","https://www.ospel.pl/sites/all/pliki/import/image/podtynk/szafir/czarny/lp-7zs_m_33.jpg","27.33.11.0","8536 50 07"]
[4185,"ŁP-7ZS/m/70","Łącznik żaluzjowy, zwierny z podświetleniem niebieskim",33.049999999999997,1,"szt","PLN","23%","",10,null,null,null,null,"5906729014128",null,null,"SZAFIR",null,null,"",null,10,null,"https://www.ospel.pl/sites/all/pliki/import/image/podtynk/szafir/szary_mat/lp-7zs_m_70.jpg","",null,"10AX250V~, IP20, zaciski bezgwintowe","","",null,null,null,"SZARY MAT",null,"","75 mm","75 mm","21 mm",null,null,"2024-06-04",null,"","https://www.ospel.pl/sites/all/pliki/import/image/podtynk/szafir/szary_mat/lp-7zs_m_70.jpg","27.33.11.0","8536 50 07"]
[4186,"ŁP-8ZL2/m/00","Ściemniacz uniwersalny do obciążenia żarowego, halogenowego oraz LED",170.15,1,"szt","PLN","23%","",5,null,null,null,null,"5906729011806",null,null,"SZAFIR",null,null,"",null,5,null,"https://www.ospel.pl/sites/all/pliki/import/image/podtynk/szafir/bialy/lp-8zl2_m_00.jpg","",null,"LED 0-100W, GLS 10-250W, 230V~50Hz","","",null,null,null,"BIAŁY",null,"","75 mm","75 mm","30 mm",null,null,"2024-06-04",null,"","https://www.ospel.pl/sites/all/pliki/import/image/podtynk/szafir/bialy/lp-8zl2_m_00.jpg","27.33.11.0","8536 50 05"]
[4187,"ŁP-8ZL2/m/18","Ściemniacz uniwersalny do obciążenia żarowego, halogenowego oraz LED",174.72,1,"szt","PLN","23%","",5,null,null,null,null,"5906729012629",null,null,"SZAFIR",null,null,"",null,5,null,"https://www.ospel.pl/sites/all/pliki/import/image/podtynk/szafir/srebrny/lp-8zl2_m_18.jpg","",null,"LED 0-100W, GLS 10-250W, 230V~50Hz","","",null,null,null,"SREBRO",null,"","75 mm","75 mm","30 mm",null,null,"2024-06-04",null,"","https://www.ospel.pl/sites/all/pliki/import/image/podtynk/szafir/srebrny/lp-8zl2_m_18.jpg","27.33.11.0","8536 50 05"]
[4188,"ŁP-8ZL2/m/33","Ściemniacz uniwersalny do obciążenia żarowego, halogenowego oraz LED",174.72,1,"szt","PLN","23%","",5,null,null,null,null,"5906729013442",null,null,"SZAFIR",null,null,"",null,5,null,"https://www.ospel.pl/sites/all/pliki/import/image/podtynk/szafir/czarny/lp-8zl2_m_33.jpg","",null,"LED 0-100W, GLS 10-250W, 230V~50Hz","","",null,null,null,"CZARNY METALIK",null,"","75 mm","75 mm","30 mm",null,null,"2024-06-04",null,"","https://www.ospel.pl/sites/all/pliki/import/image/podtynk/szafir/czarny/lp-8zl2_m_33.jpg","27.33.11.0","8536 50 05"]
[4189,"ŁP-8ZL2/m/70","Ściemniacz uniwersalny do obciążenia żarowego, halogenowego oraz LED",174.72,1,"szt","PLN","23%","",5,null,null,null,null,"5906729014265",null,null,"SZAFIR",null,null,"",null,5,null,"https://www.ospel.pl/sites/all/pliki/import/image/podtynk/szafir/szary_mat/lp-8zl2_m_70.jpg","",null,"LED 0-100W, GLS 10-250W, 230V~50Hz","","",null,null,null,"SZARY MAT",null,"","75 mm","75 mm","30 mm",null,null,"2024-06-04",null,"","https://www.ospel.pl/sites/all/pliki/import/image/podtynk/szafir/szary_mat/lp-8zl2_m_70.jpg","27.33.11.0","8536 50 05"]
[4190,"ŁP-9Z/m/00","Łącznik schodowy + jednobiegunowy",24.29,1,"szt","PLN","23%","",10,null,null,null,null,"5906729011721",null,null,"SZAFIR",null,null,"",null,10,null,"https://www.ospel.pl/sites/all/pliki/import/image/podtynk/szafir/bialy/lp-9z_m_00.jpg","",null,"10AX250V~, IP20, zaciski bezgwintowe","","",null,null,null,"BIAŁY",null,"","75 mm","75 mm","21 mm",null,null,"2024-06-04",null,"","https://www.ospel.pl/sites/all/pliki/import/image/podtynk/szafir/bialy/lp-9z_m_00.jpg","27.33.11.0","8536 50 07"]
[4191,"ŁP-9Z/m/18","Łącznik schodowy + jednobiegunowy",27.89,1,"szt","PLN","23%","",10,null,null,null,null,"5906729012544",null,null,"SZAFIR",null,null,"",null,10,null,"https://www.ospel.pl/sites/all/pliki/import/image/podtynk/szafir/srebrny/lp-9z_m_18.jpg","",null,"10AX250V~, IP20, zaciski bezgwintowe","","",null,null,null,"SREBRO",null,"","75 mm","75 mm","21 mm",null,null,"2024-06-04",null,"","https://www.ospel.pl/sites/all/pliki/import/image/podtynk/szafir/srebrny/lp-9z_m_18.jpg","27.33.11.0","8536 50 07"]
[4192,"ŁP-9Z/m/33","Łącznik schodowy + jednobiegunowy",27.89,1,"szt","PLN","23%","",10,null,null,null,null,"5906729013367",null,null,"SZAFIR",null,null,"",null,10,null,"https://www.ospel.pl/sites/all/pliki/import/image/podtynk/szafir/czarny/lp-9z_m_33.jpg","",null,"10AX250V~, IP20, zaciski bezgwintowe","","",null,null,null,"CZARNY METALIK",null,"","75 mm","75 mm","21 mm",null,null,"2024-06-04",null,"","https://www.ospel.pl/sites/all/pliki/import/image/podtynk/szafir/czarny/lp-9z_m_33.jpg","27.33.11.0","8536 50 07"]
[4193,"ŁP-9Z/m/70","Łącznik schodowy + jednobiegunowy",27.89,1,"szt","PLN","23%","",10,null,null,null,null,"5906729014180",null,null,"SZAFIR",null,null,"",null,10,null,"https://www.ospel.pl/sites/all/pliki/import/image/podtynk/szafir/szary_mat/lp-9z_m_70.jpg","",null,"10AX250V~, IP20, zaciski bezgwintowe","","",null,null,null,"SZARY MAT",null,"","75 mm","75 mm","21 mm",null,null,"2024-06-04",null,"","https://www.ospel.pl/sites/all/pliki/import/image/podtynk/szafir/szary_mat/lp-9z_m_70.jpg","27.33.11.0","8536 50 07"]
[4194,"ŁP-9ZS/m/00","Łącznik schodowy + jednobiegunowy z podświetleniem białym",32.71,1,"szt","PLN","23%","",10,null,null,null,null,"5906729011738",null,null,"SZAFIR",null,null,"",null,10,null,"https://www.ospel.pl/sites/all/pliki/import/image/podtynk/szafir/bialy/lp-9zs_m_00.jpg","",null,"10AX250V~, IP20, zaciski bezgwintowe","","",null,null,null,"BIAŁY",null,"","75 mm","75 mm","21 mm",null,null,"2024-06-04",null,"","https://www.ospel.pl/sites/all/pliki/import/image/podtynk/szafir/bialy/lp-9zs_m_00.jpg","27.33.11.0","8536 50 07"]
[4195,"ŁP-9ZS/m/18","Łącznik schodowy + jednobiegunowy z podświetleniem niebieskim",36.31,1,"szt","PLN","23%","",10,null,null,null,null,"5906729012551",null,null,"SZAFIR",null,null,"",null,10,null,"https://www.ospel.pl/sites/all/pliki/import/image/podtynk/szafir/srebrny/lp-9zs_m_18.jpg","",null,"10AX250V~, IP20, zaciski bezgwintowe","","",null,null,null,"SREBRO",null,"","75 mm","75 mm","21 mm",null,null,"2024-06-04",null,"","https://www.ospel.pl/sites/all/pliki/import/image/podtynk/szafir/srebrny/lp-9zs_m_18.jpg","27.33.11.0","8536 50 07"]
[4196,"ŁP-9ZS/m/33","Łącznik schodowy + jednobiegunowy z podświetleniem niebieskim",36.31,1,"szt","PLN","23%","",10,null,null,null,null,"5906729013374",null,null,"SZAFIR",null,null,"",null,10,null,"https://www.ospel.pl/sites/all/pliki/import/image/podtynk/szafir/czarny/lp-9zs_m_33.jpg","",null,"10AX250V~, IP20, zaciski bezgwintowe","","",null,null,null,"CZARNY METALIK",null,"","75 mm","75 mm","21 mm",null,null,"2024-06-04",null,"","https://www.ospel.pl/sites/all/pliki/import/image/podtynk/szafir/czarny/lp-9zs_m_33.jpg","27.33.11.0","8536 50 07"]
[4197,"ŁP-9ZS/m/70","Łącznik schodowy + jednobiegunowy z podświetleniem niebieskim",36.31,1,"szt","PLN","23%","",10,null,null,null,null,"5906729014197",null,null,"SZAFIR",null,null,"",null,10,null,"https://www.ospel.pl/sites/all/pliki/import/image/podtynk/szafir/szary_mat/lp-9zs_m_70.jpg","",null,"10AX250V~, IP20, zaciski bezgwintowe","","",null,null,null,"SZARY MAT",null,"","75 mm","75 mm","21 mm",null,null,"2024-06-04",null,"","https://www.ospel.pl/sites/all/pliki/import/image/podtynk/szafir/szary_mat/lp-9zs_m_70.jpg","27.33.11.0","8536 50 07"]
[4198,"O-1Z","Osłona ochronna",2.5499999999999998,1,"szt","PLN","23%","",20,null,null,null,null,"5906729015644",null,null,"SZAFIR",null,null,"",null,20,null,"https://www.ospel.pl/sites/all/pliki/import/image/podtynk/szafir/bialy/o-1z.jpg","",null,"","","",null,null,null,"BEZBARWNY",null,"","71 mm","71 mm","",null,null,"2024-06-04",null,"","https://www.ospel.pl/sites/all/pliki/import/image/podtynk/szafir/bialy/o-1z.jpg","27.33.13.0","8536 90 01"]
[4199,"R-1Z/00","Ramka pojedyncza",2.9,1,"szt","PLN","23%","",10,null,null,null,null,"5906729012230",null,null,"SZAFIR",null,null,"",null,10,null,"https://www.ospel.pl/sites/all/pliki/import/image/podtynk/szafir/bialy/r-1z_00.jpg","",null,"Tworzywo poliwęglan","","",null,null,null,"BIAŁY",null,"","82 mm","82 mm","",null,null,"2024-06-04",null,"","https://www.ospel.pl/sites/all/pliki/import/image/podtynk/szafir/bialy/r-1z_00.jpg","27.33.13.0","8536 90 01"]
[4200,"R-1Z/18","Ramka pojedyncza",7.43,1,"szt","PLN","23%","",10,null,null,null,null,"5906729013053",null,null,"SZAFIR",null,null,"",null,10,null,"https://www.ospel.pl/sites/all/pliki/import/image/podtynk/szafir/srebrny/r-1z_18.jpg","",null,"Tworzywo poliwęglan","","",null,null,null,"SREBRO",null,"","82 mm","82 mm","",null,null,"2024-06-04",null,"","https://www.ospel.pl/sites/all/pliki/import/image/podtynk/szafir/srebrny/r-1z_18.jpg","27.33.13.0","8536 90 01"]
[4201,"R-1Z/33","Ramka pojedyncza",7.43,1,"szt","PLN","23%","",10,null,null,null,null,"5906729013879",null,null,"SZAFIR",null,null,"",null,10,null,"https://www.ospel.pl/sites/all/pliki/import/image/podtynk/szafir/czarny/r-1z_33.jpg","",null,"Tworzywo poliwęglan","","",null,null,null,"CZARNY METALIK",null,"","82 mm","82 mm","",null,null,"2024-06-04",null,"","https://www.ospel.pl/sites/all/pliki/import/image/podtynk/szafir/czarny/r-1z_33.jpg","27.33.13.0","8536 90 01"]
[4202,"R-1Z/70","Ramka pojedyncza",7.43,1,"szt","PLN","23%","",10,null,null,null,null,"5906729014692",null,null,"SZAFIR",null,null,"",null,10,null,"https://www.ospel.pl/sites/all/pliki/import/image/podtynk/szafir/szary_mat/r-1z_70.jpg","",null,"Tworzywo poliwęglan","","",null,null,null,"SZARY MAT",null,"","82 mm","82 mm","",null,null,"2024-06-04",null,"","https://www.ospel.pl/sites/all/pliki/import/image/podtynk/szafir/szary_mat/r-1z_70.jpg","27.33.13.0","8536 90 01"]
[4203,"R-2Z/00","Ramka podwójna",5.87,1,"szt","PLN","23%","",10,null,null,null,null,"5906729012247",null,null,"SZAFIR",null,null,"",null,10,null,"https://www.ospel.pl/sites/all/pliki/import/image/podtynk/szafir/bialy/r-2z_00.jpg","",null,"Tworzywo poliwęglan","","",null,null,null,"BIAŁY",null,"","82 mm","153 mm","",null,null,"2024-06-04",null,"","https://www.ospel.pl/sites/all/pliki/import/image/podtynk/szafir/bialy/r-2z_00.jpg","27.33.13.0","8536 90 01"]
[4204,"R-2Z/18","Ramka podwójna",11.02,1,"szt","PLN","23%","",10,null,null,null,null,"5906729013060",null,null,"SZAFIR",null,null,"",null,10,null,"https://www.ospel.pl/sites/all/pliki/import/image/podtynk/szafir/srebrny/r-2z_18.jpg","",null,"Tworzywo poliwęglan","","",null,null,null,"SREBRO",null,"","82 mm","153 mm","",null,null,"2024-06-04",null,"","https://www.ospel.pl/sites/all/pliki/import/image/podtynk/szafir/srebrny/r-2z_18.jpg","27.33.13.0","8536 90 01"]
[4205,"R-2Z/33","Ramka podwójna",11.02,1,"szt","PLN","23%","",10,null,null,null,null,"5906729013886",null,null,"SZAFIR",null,null,"",null,10,null,"https://www.ospel.pl/sites/all/pliki/import/image/podtynk/szafir/czarny/r-2z_33.jpg","",null,"Tworzywo poliwęglan","","",null,null,null,"CZARNY METALIK",null,"","82 mm","153 mm","",null,null,"2024-06-04",null,"","https://www.ospel.pl/sites/all/pliki/import/image/podtynk/szafir/czarny/r-2z_33.jpg","27.33.13.0","8536 90 01"]
[4206,"R-2Z/70","Ramka podwójna",11.02,1,"szt","PLN","23%","",10,null,null,null,null,"5906729014708",null,null,"SZAFIR",null,null,"",null,10,null,"https://www.ospel.pl/sites/all/pliki/import/image/podtynk/szafir/szary_mat/r-2z_70.jpg","",null,"Tworzywo poliwęglan","","",null,null,null,"SZARY MAT",null,"","82 mm","153 mm","",null,null,"2024-06-04",null,"","https://www.ospel.pl/sites/all/pliki/import/image/podtynk/szafir/szary_mat/r-2z_70.jpg","27.33.13.0","8536 90 01"]
[4207,"R-3Z/00","Ramka potrójna",8.77,1,"szt","PLN","23%","",10,null,null,null,null,"5906729012254",null,null,"SZAFIR",null,null,"",null,10,null,"https://www.ospel.pl/sites/all/pliki/import/image/podtynk/szafir/bialy/r-3z_00.jpg","",null,"Tworzywo poliwęglan","","",null,null,null,"BIAŁY",null,"","82 mm","224 mm","",null,null,"2024-06-04",null,"","https://www.ospel.pl/sites/all/pliki/import/image/podtynk/szafir/bialy/r-3z_00.jpg","27.33.13.0","8536 90 01"]
[4208,"R-3Z/18","Ramka potrójna",14.79,1,"szt","PLN","23%","",10,null,null,null,null,"5906729013077",null,null,"SZAFIR",null,null,"",null,10,null,"https://www.ospel.pl/sites/all/pliki/import/image/podtynk/szafir/srebrny/r-3z_18.jpg","",null,"Tworzywo poliwęglan","","",null,null,null,"SREBRO",null,"","82 mm","224 mm","",null,null,"2024-06-04",null,"","https://www.ospel.pl/sites/all/pliki/import/image/podtynk/szafir/srebrny/r-3z_18.jpg","27.33.13.0","8536 90 01"]
[4209,"R-3Z/33","Ramka potrójna",14.79,1,"szt","PLN","23%","",10,null,null,null,null,"5906729013893",null,null,"SZAFIR",null,null,"",null,10,null,"https://www.ospel.pl/sites/all/pliki/import/image/podtynk/szafir/czarny/r-3z_33.jpg","",null,"Tworzywo poliwęglan","","",null,null,null,"CZARNY METALIK",null,"","82 mm","224 mm","",null,null,"2024-06-04",null,"","https://www.ospel.pl/sites/all/pliki/import/image/podtynk/szafir/czarny/r-3z_33.jpg","27.33.13.0","8536 90 01"]
[4210,"R-3Z/70","Ramka potrójna",14.79,1,"szt","PLN","23%","",10,null,null,null,null,"5906729014715",null,null,"SZAFIR",null,null,"",null,10,null,"https://www.ospel.pl/sites/all/pliki/import/image/podtynk/szafir/szary_mat/r-3z_70.jpg","",null,"Tworzywo poliwęglan","","",null,null,null,"SZARY MAT",null,"","82 mm","224 mm","",null,null,"2024-06-04",null,"","https://www.ospel.pl/sites/all/pliki/import/image/podtynk/szafir/szary_mat/r-3z_70.jpg","27.33.13.0","8536 90 01"]
[4211,"R-4Z/00","Ramka poczwórna",12.57,1,"szt","PLN","23%","",10,null,null,null,null,"5906729012261",null,null,"SZAFIR",null,null,"",null,10,null,"https://www.ospel.pl/sites/all/pliki/import/image/podtynk/szafir/bialy/r-4z_00.jpg","",null,"Tworzywo poliwęglan","","",null,null,null,"BIAŁY",null,"","82 mm","295 mm","",null,null,"2024-06-04",null,"","https://www.ospel.pl/sites/all/pliki/import/image/podtynk/szafir/bialy/r-4z_00.jpg","27.33.13.0","8536 90 01"]
[4212,"R-4Z/18","Ramka poczwórna",19.38,1,"szt","PLN","23%","",10,null,null,null,null,"5906729013084",null,null,"SZAFIR",null,null,"",null,10,null,"https://www.ospel.pl/sites/all/pliki/import/image/podtynk/szafir/srebrny/r-4z_18.jpg","",null,"Tworzywo poliwęglan","","",null,null,null,"SREBRO",null,"","82 mm","295 mm","",null,null,"2024-06-04",null,"","https://www.ospel.pl/sites/all/pliki/import/image/podtynk/szafir/srebrny/r-4z_18.jpg","27.33.13.0","8536 90 01"]
[4213,"R-4Z/33","Ramka poczwórna",19.38,1,"szt","PLN","23%","",10,null,null,null,null,"5906729013909",null,null,"SZAFIR",null,null,"",null,10,null,"https://www.ospel.pl/sites/all/pliki/import/image/podtynk/szafir/czarny/r-4z_33.jpg","",null,"Tworzywo poliwęglan","","",null,null,null,"CZARNY METALIK",null,"","82 mm","295 mm","",null,null,"2024-06-04",null,"","https://www.ospel.pl/sites/all/pliki/import/image/podtynk/szafir/czarny/r-4z_33.jpg","27.33.13.0","8536 90 01"]
[4214,"R-4Z/70","Ramka poczwórna",19.38,1,"szt","PLN","23%","",10,null,null,null,null,"5906729014722",null,null,"SZAFIR",null,null,"",null,10,null,"https://www.ospel.pl/sites/all/pliki/import/image/podtynk/szafir/szary_mat/r-4z_70.jpg","",null,"Tworzywo poliwęglan","","",null,null,null,"SZARY MAT",null,"","82 mm","295 mm","",null,null,"2024-06-04",null,"","https://www.ospel.pl/sites/all/pliki/import/image/podtynk/szafir/szary_mat/r-4z_70.jpg","27.33.13.0","8536 90 01"]
[4215,"R-5Z/00","Ramka pięciokrotna",15.26,1,"szt","PLN","23%","",10,null,null,null,null,"5906729012278",null,null,"SZAFIR",null,null,"",null,10,null,"https://www.ospel.pl/sites/all/pliki/import/image/podtynk/szafir/bialy/r-5z_00.jpg","",null,"Tworzywo poliwęglan","","",null,null,null,"BIAŁY",null,"","82 mm","366 mm","",null,null,"2024-06-04",null,"","https://www.ospel.pl/sites/all/pliki/import/image/podtynk/szafir/bialy/r-5z_00.jpg","27.33.13.0","8536 90 01"]
[4216,"R-5Z/18","Ramka pięciokrotna",21.42,1,"szt","PLN","23%","",10,null,null,null,null,"5906729013091",null,null,"SZAFIR",null,null,"",null,10,null,"https://www.ospel.pl/sites/all/pliki/import/image/podtynk/szafir/srebrny/r-5z_18.jpg","",null,"Tworzywo poliwęglan","","",null,null,null,"SREBRO",null,"","82 mm","366 mm","",null,null,"2024-06-04",null,"","https://www.ospel.pl/sites/all/pliki/import/image/podtynk/szafir/srebrny/r-5z_18.jpg","27.33.13.0","8536 90 01"]
[4217,"R-5Z/33","Ramka pięciokrotna",21.42,1,"szt","PLN","23%","",10,null,null,null,null,"5906729013916",null,null,"SZAFIR",null,null,"",null,10,null,"https://www.ospel.pl/sites/all/pliki/import/image/podtynk/szafir/czarny/r-5z_33.jpg","",null,"Tworzywo poliwęglan","","",null,null,null,"CZARNY METALIK",null,"","82 mm","366 mm","",null,null,"2024-06-04",null,"","https://www.ospel.pl/sites/all/pliki/import/image/podtynk/szafir/czarny/r-5z_33.jpg","27.33.13.0","8536 90 01"]
[4218,"R-5Z/70","Ramka pięciokrotna",21.42,1,"szt","PLN","23%","",10,null,null,null,null,"5906729014739",null,null,"SZAFIR",null,null,"",null,10,null,"https://www.ospel.pl/sites/all/pliki/import/image/podtynk/szafir/szary_mat/r-5z_70.jpg","",null,"Tworzywo poliwęglan","","",null,null,null,"SZARY MAT",null,"","82 mm","366 mm","",null,null,"2024-06-04",null,"","https://www.ospel.pl/sites/all/pliki/import/image/podtynk/szafir/szary_mat/r-5z_70.jpg","27.33.13.0","8536 90 01"]
[4219,"RH-1Z/00","Ramka pojedyncza do łączników IP-44",3.88,1,"szt","PLN","23%","",10,null,null,null,null,"5906729012285",null,null,"SZAFIR",null,null,"",null,10,null,"https://www.ospel.pl/sites/all/pliki/import/image/podtynk/szafir/bialy/rh-1z_00.jpg","",null,"Tworzywo poliwęglan","","",null,null,null,"BIAŁY",null,"","82 mm","82 mm","",null,null,"2024-06-04",null,"","https://www.ospel.pl/sites/all/pliki/import/image/podtynk/szafir/bialy/rh-1z_00.jpg","27.33.13.0","8536 90 01"]
[4220,"RH-1Z/18","Ramka pojedyncza do łączników IP-44",7.63,1,"szt","PLN","23%","",10,null,null,null,null,"5906729013107",null,null,"SZAFIR",null,null,"",null,10,null,"https://www.ospel.pl/sites/all/pliki/import/image/podtynk/szafir/srebrny/rh-1z_18.jpg","",null,"Tworzywo poliwęglan","","",null,null,null,"SREBRO",null,"","82 mm","82 mm","",null,null,"2024-06-04",null,"","https://www.ospel.pl/sites/all/pliki/import/image/podtynk/szafir/srebrny/rh-1z_18.jpg","27.33.13.0","8536 90 01"]
[4221,"RH-1Z/33","Ramka pojedyncza do łączników IP-44",7.63,1,"szt","PLN","23%","",10,null,null,null,null,"5906729013923",null,null,"SZAFIR",null,null,"",null,10,null,"https://www.ospel.pl/sites/all/pliki/import/image/podtynk/szafir/czarny/rh-1z_33.jpg","",null,"Tworzywo poliwęglan","","",null,null,null,"CZARNY METALIK",null,"","82 mm","82 mm","",null,null,"2024-06-04",null,"","https://www.ospel.pl/sites/all/pliki/import/image/podtynk/szafir/czarny/rh-1z_33.jpg","27.33.13.0","8536 90 01"]
[4222,"RH-1Z/70","Ramka pojedyncza do łączników IP-44",7.63,1,"szt","PLN","23%","",10,null,null,null,null,"5906729014746",null,null,"SZAFIR",null,null,"",null,10,null,"https://www.ospel.pl/sites/all/pliki/import/image/podtynk/szafir/szary_mat/rh-1z_70.jpg","",null,"Tworzywo poliwęglan","","",null,null,null,"SZARY MAT",null,"","82 mm","82 mm","",null,null,"2024-06-04",null,"","https://www.ospel.pl/sites/all/pliki/import/image/podtynk/szafir/szary_mat/rh-1z_70.jpg","27.33.13.0","8536 90 01"]
[4223,"RH-2Z/00","Ramka podwójna do łączników IP-44",6.78,1,"szt","PLN","23%","",10,null,null,null,null,"5906729012292",null,null,"SZAFIR",null,null,"",null,10,null,"https://www.ospel.pl/sites/all/pliki/import/image/podtynk/szafir/bialy/rh-2z_00.jpg","",null,"Tworzywo poliwęglan","","",null,null,null,"BIAŁY",null,"","82 mm","153 mm","",null,null,"2024-06-04",null,"","https://www.ospel.pl/sites/all/pliki/import/image/podtynk/szafir/bialy/rh-2z_00.jpg","27.33.13.0","8536 90 01"]
[4224,"RH-2Z/18","Ramka podwójna do łączników IP-44",11.22,1,"szt","PLN","23%","",10,null,null,null,null,"5906729013114",null,null,"SZAFIR",null,null,"",null,10,null,"https://www.ospel.pl/sites/all/pliki/import/image/podtynk/szafir/srebrny/rh-2z_18.jpg","",null,"Tworzywo poliwęglan","","",null,null,null,"SREBRO",null,"","82 mm","153 mm","",null,null,"2024-06-04",null,"","https://www.ospel.pl/sites/all/pliki/import/image/podtynk/szafir/srebrny/rh-2z_18.jpg","27.33.13.0","8536 90 01"]
[4225,"RH-2Z/33","Ramka podwójna do łączników IP-44",11.22,1,"szt","PLN","23%","",10,null,null,null,null,"5906729013930",null,null,"SZAFIR",null,null,"",null,10,null,"https://www.ospel.pl/sites/all/pliki/import/image/podtynk/szafir/czarny/rh-2z_33.jpg","",null,"Tworzywo poliwęglan","","",null,null,null,"CZARNY METALIK",null,"","82 mm","153 mm","",null,null,"2024-06-04",null,"","https://www.ospel.pl/sites/all/pliki/import/image/podtynk/szafir/czarny/rh-2z_33.jpg","27.33.13.0","8536 90 01"]
[4226,"RH-2Z/70","Ramka podwójna do łączników IP-44",11.22,1,"szt","PLN","23%","",10,null,null,null,null,"5906729014753",null,null,"SZAFIR",null,null,"",null,10,null,"https://www.ospel.pl/sites/all/pliki/import/image/podtynk/szafir/szary_mat/rh-2z_70.jpg","",null,"Tworzywo poliwęglan","","",null,null,null,"SZARY MAT",null,"","82 mm","153 mm","",null,null,"2024-06-04",null,"","https://www.ospel.pl/sites/all/pliki/import/image/podtynk/szafir/szary_mat/rh-2z_70.jpg","27.33.13.0","8536 90 01"]
[4227,"RH-3Z/00","Ramka potrójna do łączników IP-44",9.69,1,"szt","PLN","23%","",10,null,null,null,null,"5906729012308",null,null,"SZAFIR",null,null,"",null,10,null,"https://www.ospel.pl/sites/all/pliki/import/image/podtynk/szafir/bialy/rh-3z_00.jpg","",null,"Tworzywo poliwęglan","","",null,null,null,"BIAŁY",null,"","82 mm","224 mm","",null,null,"2024-06-04",null,"","https://www.ospel.pl/sites/all/pliki/import/image/podtynk/szafir/bialy/rh-3z_00.jpg","27.33.13.0","8536 90 01"]
[4228,"RH-3Z/18","Ramka potrójna do łączników IP-44",14.99,1,"szt","PLN","23%","",10,null,null,null,null,"5906729013121",null,null,"SZAFIR",null,null,"",null,10,null,"https://www.ospel.pl/sites/all/pliki/import/image/podtynk/szafir/srebrny/rh-3z_18.jpg","",null,"Tworzywo poliwęglan","","",null,null,null,"SREBRO",null,"","82 mm","224 mm","",null,null,"2024-06-04",null,"","https://www.ospel.pl/sites/all/pliki/import/image/podtynk/szafir/srebrny/rh-3z_18.jpg","27.33.13.0","8536 90 01"]
[4229,"RH-3Z/33","Ramka potrójna do łączników IP-44",14.99,1,"szt","PLN","23%","",10,null,null,null,null,"5906729013947",null,null,"SZAFIR",null,null,"",null,10,null,"https://www.ospel.pl/sites/all/pliki/import/image/podtynk/szafir/czarny/rh-3z_33.jpg","",null,"Tworzywo poliwęglan","","",null,null,null,"CZARNY METALIK",null,"","82 mm","224 mm","",null,null,"2024-06-04",null,"","https://www.ospel.pl/sites/all/pliki/import/image/podtynk/szafir/czarny/rh-3z_33.jpg","27.33.13.0","8536 90 01"]
[4230,"RH-3Z/70","Ramka potrójna do łączników IP-44",14.99,1,"szt","PLN","23%","",10,null,null,null,null,"5906729014760",null,null,"SZAFIR",null,null,"",null,10,null,"https://www.ospel.pl/sites/all/pliki/import/image/podtynk/szafir/szary_mat/rh-3z_70.jpg","",null,"Tworzywo poliwęglan","","",null,null,null,"SZARY MAT",null,"","82 mm","224 mm","",null,null,"2024-06-04",null,"","https://www.ospel.pl/sites/all/pliki/import/image/podtynk/szafir/szary_mat/rh-3z_70.jpg","27.33.13.0","8536 90 01"]
[4231,"RH-4Z/00","Ramka poczwórna do łączników IP-44",13.48,1,"szt","PLN","23%","",10,null,null,null,null,"5906729012315",null,null,"SZAFIR",null,null,"",null,10,null,"https://www.ospel.pl/sites/all/pliki/import/image/podtynk/szafir/bialy/rh-4z_00.jpg","",null,"Tworzywo poliwęglan","","",null,null,null,"BIAŁY",null,"","82 mm","295 mm","",null,null,"2024-06-04",null,"","https://www.ospel.pl/sites/all/pliki/import/image/podtynk/szafir/bialy/rh-4z_00.jpg","27.33.13.0","8536 90 01"]
[4232,"RH-4Z/18","Ramka poczwórna do łączników IP-44",19.579999999999998,1,"szt","PLN","23%","",10,null,null,null,null,"5906729013138",null,null,"SZAFIR",null,null,"",null,10,null,"https://www.ospel.pl/sites/all/pliki/import/image/podtynk/szafir/srebrny/rh-4z_18.jpg","",null,"Tworzywo poliwęglan","","",null,null,null,"SREBRO",null,"","82 mm","295 mm","",null,null,"2024-06-04",null,"","https://www.ospel.pl/sites/all/pliki/import/image/podtynk/szafir/srebrny/rh-4z_18.jpg","27.33.13.0","8536 90 01"]
[4233,"RH-4Z/33","Ramka poczwórna do łączników IP-44",19.579999999999998,1,"szt","PLN","23%","",10,null,null,null,null,"5906729013954",null,null,"SZAFIR",null,null,"",null,10,null,"https://www.ospel.pl/sites/all/pliki/import/image/podtynk/szafir/czarny/rh-4z_33.jpg","",null,"Tworzywo poliwęglan","","",null,null,null,"CZARNY METALIK",null,"","82 mm","295 mm","",null,null,"2024-06-04",null,"","https://www.ospel.pl/sites/all/pliki/import/image/podtynk/szafir/czarny/rh-4z_33.jpg","27.33.13.0","8536 90 01"]
[4234,"RH-4Z/70","Ramka poczwórna do łączników IP-44",19.579999999999998,1,"szt","PLN","23%","",10,null,null,null,null,"5906729014777",null,null,"SZAFIR",null,null,"",null,10,null,"https://www.ospel.pl/sites/all/pliki/import/image/podtynk/szafir/szary_mat/rh-4z_70.jpg","",null,"Tworzywo poliwęglan","","",null,null,null,"SZARY MAT",null,"","82 mm","295 mm","",null,null,"2024-06-04",null,"","https://www.ospel.pl/sites/all/pliki/import/image/podtynk/szafir/szary_mat/rh-4z_70.jpg","27.33.13.0","8536 90 01"]
[4235,"RH-5Z/00","Ramka pięciokrotna do łączników IP-44",16.18,1,"szt","PLN","23%","",10,null,null,null,null,"5906729012322",null,null,"SZAFIR",null,null,"",null,10,null,"https://www.ospel.pl/sites/all/pliki/import/image/podtynk/szafir/bialy/rh-5z_00.jpg","",null,"Tworzywo poliwęglan","","",null,null,null,"BIAŁY",null,"","82 mm","366 mm","",null,null,"2024-06-04",null,"","https://www.ospel.pl/sites/all/pliki/import/image/podtynk/szafir/bialy/rh-5z_00.jpg","27.33.13.0","8536 90 01"]
[4236,"RH-5Z/18","Ramka pięciokrotna do łączników IP-44",21.62,1,"szt","PLN","23%","",10,null,null,null,null,"5906729013145",null,null,"SZAFIR",null,null,"",null,10,null,"https://www.ospel.pl/sites/all/pliki/import/image/podtynk/szafir/srebrny/rh-5z_18.jpg","",null,"Tworzywo poliwęglan","","",null,null,null,"SREBRO",null,"","82 mm","366 mm","",null,null,"2024-06-04",null,"","https://www.ospel.pl/sites/all/pliki/import/image/podtynk/szafir/srebrny/rh-5z_18.jpg","27.33.13.0","8536 90 01"]
[4237,"RH-5Z/33","Ramka pięciokrotna do łączników IP-44",21.62,1,"szt","PLN","23%","",10,null,null,null,null,"5906729013961",null,null,"SZAFIR",null,null,"",null,10,null,"https://www.ospel.pl/sites/all/pliki/import/image/podtynk/szafir/czarny/rh-5z_33.jpg","",null,"Tworzywo poliwęglan","","",null,null,null,"CZARNY METALIK",null,"","82 mm","366 mm","",null,null,"2024-06-04",null,"","https://www.ospel.pl/sites/all/pliki/import/image/podtynk/szafir/czarny/rh-5z_33.jpg","27.33.13.0","8536 90 01"]
[4238,"RH-5Z/70","Ramka pięciokrotna do łączników IP-44",21.62,1,"szt","PLN","23%","",10,null,null,null,null,"5906729014784",null,null,"SZAFIR",null,null,"",null,10,null,"https://www.ospel.pl/sites/all/pliki/import/image/podtynk/szafir/szary_mat/rh-5z_70.jpg","",null,"Tworzywo poliwęglan","","",null,null,null,"SZARY MAT",null,"","82 mm","366 mm","",null,null,"2024-06-04",null,"","https://www.ospel.pl/sites/all/pliki/import/image/podtynk/szafir/szary_mat/rh-5z_70.jpg","27.33.13.0","8536 90 01"]
[4239,"Z-1Z/m/00","Zaślepka",7.65,1,"szt","PLN","23%","",10,null,null,null,null,"5906729012186",null,null,"SZAFIR",null,null,"",null,10,null,"https://www.ospel.pl/sites/all/pliki/import/image/podtynk/szafir/bialy/z-1z_m_00.jpg","",null,"Montaż do puszek fi 60","","",null,null,null,"BIAŁY",null,"","75 mm","75 mm","22 mm",null,null,"2024-06-04",null,"","https://www.ospel.pl/sites/all/pliki/import/image/podtynk/szafir/bialy/z-1z_m_00.jpg","27.12.23.0","8536 90 01"]
[4240,"Z-1Z/m/18","Zaślepka",8.77,1,"szt","PLN","23%","",10,null,null,null,null,"5906729013008",null,null,"SZAFIR",null,null,"",null,10,null,"https://www.ospel.pl/sites/all/pliki/import/image/podtynk/szafir/srebrny/z-1z_m_18.jpg","",null,"Montaż do puszek fi 60","","",null,null,null,"SREBRO",null,"","75 mm","75 mm","22 mm",null,null,"2024-06-04",null,"","https://www.ospel.pl/sites/all/pliki/import/image/podtynk/szafir/srebrny/z-1z_m_18.jpg","27.12.23.0","8536 90 01"]
[4241,"Z-1Z/m/33","Zaślepka",8.77,1,"szt","PLN","23%","",10,null,null,null,null,"5906729013824",null,null,"SZAFIR",null,null,"",null,10,null,"https://www.ospel.pl/sites/all/pliki/import/image/podtynk/szafir/czarny/z-1z_m_33.jpg","",null,"Montaż do puszek fi 60","","",null,null,null,"CZARNY METALIK",null,"","75 mm","75 mm","22 mm",null,null,"2024-06-04",null,"","https://www.ospel.pl/sites/all/pliki/import/image/podtynk/szafir/czarny/z-1z_m_33.jpg","27.12.23.0","8536 90 01"]
[4242,"Z-1Z/m/70","Zaślepka",8.77,1,"szt","PLN","23%","",10,null,null,null,null,"5906729014647",null,null,"SZAFIR",null,null,"",null,10,null,"https://www.ospel.pl/sites/all/pliki/import/image/podtynk/szafir/szary_mat/z-1z_m_70.jpg","",null,"Montaż do puszek fi 60","","",null,null,null,"SZARY MAT",null,"","75 mm","75 mm","22 mm",null,null,"2024-06-04",null,"","https://www.ospel.pl/sites/all/pliki/import/image/podtynk/szafir/szary_mat/z-1z_m_70.jpg","27.12.23.0","8536 90 01"]
[4243,"ZU-1Z","Zestaw uszczelniający do łączników IP-44",3.92,1,"szt","PLN","23%","",10,null,null,null,null,"5906729015637",null,null,"SZAFIR",null,null,"",null,10,null,"https://www.ospel.pl/sites/all/pliki/import/image/podtynk/szafir/bialy/zu-1z.jpg","",null,"","","",null,null,null,"BIAŁY",null,"","84 mm","84 mm","25 mm",null,null,"2024-06-04",null,"","https://www.ospel.pl/sites/all/pliki/import/image/podtynk/szafir/bialy/zu-1z.jpg","27.33.13.0","8536 90 01"]
[4244,"YT105","Transformator 0,45A 0-105W",67.8,1,"szt","PLN","23%","",0,null,null,null,null,"5906160700024",null,null,"TRANSFORMATORY",null,null,"Cena stała - nie podlega rabatowaniu",null,0,null,"https://www.ospel.pl/sites/all/pliki/import/image/transformatory/yt105.jpg","",null,"","","",null,null,null,"",null,"","","","",null,null,"2024-06-04",null,"","https://www.ospel.pl/sites/all/pliki/import/image/transformatory/yt105.jpg","27.11.50.0","8504 31 80"]
[4245,"YT150","Transformator 0,65A 0-150W",104.9,1,"szt","PLN","23%","",0,null,null,null,null,"5906160700031",null,null,"TRANSFORMATORY",null,null,"Cena stała - nie podlega rabatowaniu",null,0,null,"https://www.ospel.pl/sites/all/pliki/import/image/transformatory/yt150.jpg","",null,"","","",null,null,null,"",null,"","","","",null,null,"2024-06-04",null,"","https://www.ospel.pl/sites/all/pliki/import/image/transformatory/yt150.jpg","27.11.50.0","8504 31 80"]
[4246,"YT210","Transformator 0,93A 0-210W",117.52,1,"szt","PLN","23%","",0,null,null,null,null,"5906160700093",null,null,"TRANSFORMATORY",null,null,"Cena stała - nie podlega rabatowaniu",null,0,null,"https://www.ospel.pl/sites/all/pliki/import/image/transformatory/yt210.jpg","",null,"","","",null,null,null,"",null,"","","","",null,null,"2024-06-04",null,"","https://www.ospel.pl/sites/all/pliki/import/image/transformatory/yt210.jpg","27.11.50.0","8504 31 80"]
[4247,"YT250","Transformator 1,1A 0-250W",125.56,1,"szt","PLN","23%","",0,null,null,null,null,"5906160700048",null,null,"TRANSFORMATORY",null,null,"Cena stała - nie podlega rabatowaniu",null,0,null,"https://www.ospel.pl/sites/all/pliki/import/image/transformatory/yt250.jpg","",null,"","","",null,null,null,"",null,"","","","",null,null,"2024-06-04",null,"","https://www.ospel.pl/sites/all/pliki/import/image/transformatory/yt250.jpg","27.11.50.0","8504 31 80"]
[4248,"YT50","Transformator 0,22A 0-50W",54.73,1,"szt","PLN","23%","",0,null,null,null,null,"5906160700000",null,null,"TRANSFORMATORY",null,null,"Cena stała - nie podlega rabatowaniu",null,0,null,"https://www.ospel.pl/sites/all/pliki/import/image/transformatory/yt50.jpg","",null,"","","",null,null,null,"",null,"","","","",null,null,"2024-06-04",null,"","https://www.ospel.pl/sites/all/pliki/import/image/transformatory/yt50.jpg","27.11.50.0","8504 31 80"]
[4249,"YT60","Transformator 0,27A 0-60W",56.57,1,"szt","PLN","23%","",0,null,null,null,null,"5906160700086",null,null,"TRANSFORMATORY",null,null,"Cena stała - nie podlega rabatowaniu",null,0,null,"https://www.ospel.pl/sites/all/pliki/import/image/transformatory/yt60.jpg","",null,"","","Tylko na zamówienie",null,null,null,"",null,"","","","",null,null,"2024-06-04",null,"","https://www.ospel.pl/sites/all/pliki/import/image/transformatory/yt60.jpg","27.11.50.0","8504 31 80"]
[4250,"YT70","Transformator 0,35A 0-70W",59.22,1,"szt","PLN","23%","",0,null,null,null,null,"5906160700017",null,null,"TRANSFORMATORY",null,null,"Cena stała - nie podlega rabatowaniu",null,0,null,"https://www.ospel.pl/sites/all/pliki/import/image/transformatory/yt70.jpg","",null,"","","",null,null,null,"",null,"","","","",null,null,"2024-06-04",null,"","https://www.ospel.pl/sites/all/pliki/import/image/transformatory/yt70.jpg","27.11.50.0","8504 31 80"]
[4251,"WKE","Wtyczka ekwipotencjalna",126.41,1,"szt","PLN","23%","",0,null,null,null,null,"5907577459192",null,null,"WTYCZKA EKWIPOTENCJALNA",null,null,"",null,0,null,"https://www.ospel.pl/sites/all/pliki/import/image/podtynk/wtyczka_g_ekwi/wke.jpg","",null,"","","",null,null,null,"BIAŁY",null,"","","","",null,null,"2024-06-04",null,"","https://www.ospel.pl/sites/all/pliki/import/image/podtynk/wtyczka_g_ekwi/wke.jpg","","8536 90 10"]
[4252,"WKZ/00","Wtyczka kątowa",9.57,1,"szt","PLN","23%","",20,null,null,null,null,"5907577410681",null,null,"WTYCZKI",null,null,"",null,20,null,"https://www.ospel.pl/sites/all/pliki/import/image/wtyczki/wkz_00.jpg","",null,"","","",null,null,null,"BIAŁY",null,"","","","",null,null,"2024-06-04",null,"","https://www.ospel.pl/sites/all/pliki/import/image/wtyczki/wkz_00.jpg","27.33.13.0","8536 69 90          "]
[4253,"WPZ/00","Wtyczka prosta",9.9499999999999993,1,"szt","PLN","23%","",20,null,null,null,null,"5907577410667",null,null,"WTYCZKI",null,null,"",null,20,null,"https://www.ospel.pl/sites/all/pliki/import/image/wtyczki/wpz_00.jpg","",null,"","","",null,null,null,"BIAŁY",null,"","","","",null,null,"2024-06-04",null,"","https://www.ospel.pl/sites/all/pliki/import/image/wtyczki/wpz_00.jpg","27.33.13.0","8536 69 90          "]
[4254,"ZG","Zatyczka gniazda",8.6300000000000008,1,"kpl","PLN","23%","",0,null,null,null,null,"5907559808482",null,null,"ZATYCZKA GNIAZDA",null,null,"",null,0,null,"https://www.ospel.pl/sites/all/pliki/import/image/akcesoria/zg.jpg","",null,"","","",null,null,null,"BIAŁY",null,"","","","",null,null,"2024-06-04",null,"","https://www.ospel.pl/sites/all/pliki/import/image/akcesoria/zg.jpg","27.12.23.0","8536 30 10"]